## data
Output file for Excel sheet on ISO 52010-1
Date: | Date: 2021-10-01
Time start -> end: | 20:51:19 -> 20:52:14
Configuration file (workbook): | Demo_ISO_52010-1_Config_V2.0_TMY_Example_calcs_9_planes_2021-10-01.xlsm
Climatic input data file (workbook/sheet): | Demo_ISO_52010-1_Input_TMY_Strasbourg_2021-10-01_15-40-02.xlsx/data
Station data------:
Station name: | Strasbourg
Station note(1): | JRC TMY, selected months, years: 1 = 2011; 2 = 2009; 3 = 2011; 4 = 2012; 5 = 2009; 6 = 2013; 7 = 2007; 8 = 2007; 9 = 2008; 10 = 2012; 11 = 2013; 12 = 2011;
Station note(2): | Selected period 2005-2014
Station note(3): | None
Latitude (degr.): | 48.585
Longitude (degr.): | 7.736
Elevation (m): | 144
Timezone (hr): | 1
Calender details------: | [17 empty] | Isol = Calculated irradiance (tot. resp. diff.)
Day/wk Jan.1: | 1 | [14 empty] | Identification of orientation & tilt -> | Id: | NV | NVd | EV | EVd | SV | SVd | WV | WVd | N45 | N45d | E45 | E45d | S45 | S45d | W45 | W45d | HOR | HORd
DST?: | Time is derived from UTC and the Time zone without taking into account daylight saving time. Daylight saving time can be taken into account in the application | [14 empty] | Azimuth (orient.) angle, degrees, S=0, E=pos, W=neg -> | Gamma: | 180 | 180 | 90 | 90 | 0 | 0 | -90 | -90 | 180 | 180 | 90 | 90 | 0 | 0 | -90 | -90 | 0 | 0
Leapday incl.?: | No | ATTENTION: Hrly values Dec. precede Jan. for initialization | [13 empty] | Tilt angle, degrees from horiz. -> | Beta: | 90 | 90 | 90 | 90 | 90 | 90 | 90 | 90 | 45 | 45 | 45 | 45 | 45 | 45 | 45 | 45 | 0 | 0
Specific other info: | None | Hour/year | Month | Hour/month | Hour/day | Day/year | Day/month | Day/week | Week | Air temp. | Wind speed | Wind dir. | Air pressure | Air moist. content | Solar alt | Solar azim | Grnd refl. | Isol_tot | Isol_dif | Isol_tot | Isol_dif | Isol_tot | Isol_dif | Isol_tot | Isol_dif | Isol_tot | Isol_dif | Isol_tot | Isol_dif | Isol_tot | Isol_dif | Isol_tot | Isol_dif | Isol_tot | Isol_dif
Ref.(e.g.applic.): | Data source: "Photovoltaic Geographical Information System (PVGIS)" https://ec.europa.eu/jrc/en/pvgis European Commission, Joint Research Centre (JRC) PVGIS © European Union, 2001-2020. | - | - | - | - | - | - | - | - | Degr. C | m/s | Degrees | Pa | g/kg | degrees | degrees | - | W/m2 | W/m2 | W/m2 | W/m2 | W/m2 | W/m2 | W/m2 | W/m2 | W/m2 | W/m2 | W/m2 | W/m2 | W/m2 | W/m2 | W/m2 | W/m2 | W/m2 | W/m2
|  | 8017 | 12 | 1 | 1 | 335 | 1 | 6 | 48 | 4.02 | 3.13 | 56 | 101342 | 4.587 | 0 | 173.6926 | 0.2 | 0 | 0 | 0 | 0 | 0 | 0 | 0 | 0 | 0 | 0 | 0 | 0 | 0 | 0 | 0 | 0 | 0 | 0
|  | 8018 | 12 | 2 | 2 | 335 | 1 | 6 | 48 | 4.38 | 3.24 | 163 | 100788 | 4.731 | 0 | 145.3236 | 0.2 | 0 | 0 | 0 | 0 | 0 | 0 | 0 | 0 | 0 | 0 | 0 | 0 | 0 | 0 | 0 | 0 | 0 | 0
|  | 8019 | 12 | 3 | 3 | 335 | 1 | 6 | 48 | 4.75 | 3.36 | 172 | 100706 | 4.86 | 0 | 123.6939 | 0.2 | 0 | 0 | 0 | 0 | 0 | 0 | 0 | 0 | 0 | 0 | 0 | 0 | 0 | 0 | 0 | 0 | 0 | 0
|  | 8020 | 12 | 4 | 4 | 335 | 1 | 6 | 48 | 5.11 | 3.47 | 182 | 100624 | 4.988 | 0 | 107.6347 | 0.2 | 0 | 0 | 0 | 0 | 0 | 0 | 0 | 0 | 0 | 0 | 0 | 0 | 0 | 0 | 0 | 0 | 0 | 0
|  | 8021 | 12 | 5 | 5 | 335 | 1 | 6 | 48 | 5.48 | 3.58 | 186 | 100582 | 5.12 | 0 | 94.8095 | 0.2 | 0 | 0 | 0 | 0 | 0 | 0 | 0 | 0 | 0 | 0 | 0 | 0 | 0 | 0 | 0 | 0 | 0 | 0
|  | 8022 | 12 | 6 | 6 | 335 | 1 | 6 | 48 | 5.85 | 3.7 | 191 | 100539 | 5.257 | 0 | 83.6079 | 0.2 | 0 | 0 | 0 | 0 | 0 | 0 | 0 | 0 | 0 | 0 | 0 | 0 | 0 | 0 | 0 | 0 | 0 | 0
|  | 8023 | 12 | 7 | 7 | 335 | 1 | 6 | 48 | 6.21 | 3.81 | 196 | 100497 | 5.392 | 0 | 73.0261 | 0.2 | 0 | 0 | 0 | 0 | 0 | 0 | 0 | 0 | 0 | 0 | 0 | 0 | 0 | 0 | 0 | 0 | 0 | 0
|  | 8024 | 12 | 8 | 8 | 335 | 1 | 6 | 48 | 6.58 | 3.92 | 197 | 100480 | 5.533 | 0 | 62.3887 | 0.2 | 0 | 0 | 0 | 0 | 0 | 0 | 0 | 0 | 0 | 0 | 0 | 0 | 0 | 0 | 0 | 0 | 0 | 0
|  | 8025 | 12 | 9 | 9 | 335 | 1 | 6 | 48 | 6.95 | 4.04 | 199 | 100464 | 5.677 | 3.2415 | 51.1975 | 0.2 | 0 | 0 | 0 | 0 | 0 | 0 | 0 | 0 | 0 | 0 | 0 | 0 | 0 | 0 | 0 | 0 | 0 | 0
|  | 8026 | 12 | 10 | 10 | 335 | 1 | 6 | 48 | 9.03 | 5.31 | 200 | 100448 | 5.743 | 10.2731 | 39.0903 | 0.2 | 24.0385 | 24.0385 | 35.0392 | 24.0385 | 37.5796 | 24.0385 | 24.0385 | 24.0385 | 36.6326 | 36.6326 | 46.6472 | 36.6326 | 48.4435 | 36.6326 | 36.6326 | 36.6326 | 46.2644 | 43.1023
|  | 8027 | 12 | 11 | 11 | 335 | 1 | 6 | 48 | 10.46 | 5.43 | 205 | 100398 | 6.039 | 15.6045 | 25.8884 | 0.2 | 70.8956 | 70.8956 | 244.4301 | 70.8956 | 428.4598 | 70.8956 | 70.8956 | 70.8956 | 80.4407 | 80.4407 | 281.6398 | 80.4407 | 411.7684 | 80.4407 | 80.4407 | 80.4407 | 187.1259 | 76.1219
|  | 8028 | 12 | 12 | 12 | 335 | 1 | 6 | 48 | 11.89 | 5.54 | 211 | 100349 | 6.329 | 18.8043 | 11.6997 | 0.2 | 84.3849 | 84.3849 | 151.7993 | 84.3849 | 409.9246 | 84.3849 | 84.3849 | 84.3849 | 102.0348 | 102.0348 | 229.7499 | 102.0348 | 412.272 | 102.0348 | 134.4116 | 102.0348 | 215.8118 | 102.6097
|  | 8029 | 12 | 13 | 13 | 335 | 1 | 6 | 48 | 13.32 | 5.66 | 216 | 100300 | 6.609 | 19.5559 | -3.0227 | 0.2 | 90.7678 | 90.7678 | 90.7678 | 90.7678 | 422.4972 | 90.7678 | 108.2849 | 90.7678 | 111.0245 | 111.0245 | 182.0768 | 111.0245 | 429.0315 | 111.0245 | 206.8499 | 111.0245 | 230.8048 | 112.8044
|  | 8030 | 12 | 14 | 14 | 335 | 1 | 6 | 48 | 13.22 | 5.27 | 214 | 100221 | 6.63 | 17.7775 | -17.6014 | 0.2 | 85.8907 | 85.8907 | 85.8907 | 85.8907 | 417.7523 | 85.8907 | 191.1722 | 85.8907 | 105.6336 | 105.6336 | 110.124 | 105.6336 | 419.2308 | 105.6336 | 259.0145 | 105.6336 | 219.6256 | 107.9938
|  | 8031 | 12 | 15 | 15 | 335 | 1 | 6 | 48 | 13.13 | 4.88 | 212 | 100143 | 6.655 | 13.658 | -31.4218 | 0.2 | 77.0657 | 77.0657 | 77.0657 | 77.0657 | 343.333 | 77.0657 | 239.7352 | 77.0657 | 98.2462 | 98.2462 | 98.2462 | 98.2462 | 340.1392 | 98.2462 | 266.8846 | 98.2462 | 178.0786 | 102.2575
|  | 8032 | 12 | 16 | 16 | 335 | 1 | 6 | 48 | 13.03 | 4.5 | 210 | 100064 | 6.675 | 7.5767 | -44.1702 | 0.2 | 39.28 | 39.28 | 39.28 | 39.28 | 473.6688 | 39.28 | 461.2655 | 39.28 | 41.9826 | 41.9826 | 41.9826 | 41.9826 | 406.1031 | 41.9826 | 397.3326 | 41.9826 | 118.8131 | 38.2577
|  | 8033 | 12 | 17 | 17 | 335 | 1 | 6 | 48 | 12.32 | 4.3 | 206 | 100035 | 6.556 | 0 | -55.8687 | 0.2 | 8.1047 | 8.1047 | 8.1047 | 8.1047 | 34.742 | 8.1047 | 47.4016 | 8.1047 | 11.0156 | 11.0156 | 11.0156 | 11.0156 | 29.838 | 11.0156 | 38.7897 | 11.0156 | 11.7292 | 11.7292
|  | 8034 | 12 | 18 | 18 | 335 | 1 | 6 | 48 | 11.61 | 4.11 | 202 | 100005 | 6.432 | 0 | -66.7817 | 0.2 | 0 | 0 | 0 | 0 | 0 | 0 | 0 | 0 | 0 | 0 | 0 | 0 | 0 | 0 | 0 | 0 | 0 | 0
|  | 8035 | 12 | 19 | 19 | 335 | 1 | 6 | 48 | 10.9 | 3.92 | 199 | 99976 | 6.305 | 0 | -77.3281 | 0.2 | 0 | 0 | 0 | 0 | 0 | 0 | 0 | 0 | 0 | 0 | 0 | 0 | 0 | 0 | 0 | 0 | 0 | 0
|  | 8036 | 12 | 20 | 20 | 335 | 1 | 6 | 48 | 10.64 | 4.18 | 197 | 99930 | 5.99 | 0 | -88.068 | 0.2 | 0 | 0 | 0 | 0 | 0 | 0 | 0 | 0 | 0 | 0 | 0 | 0 | 0 | 0 | 0 | 0 | 0 | 0
|  | 8037 | 12 | 21 | 21 | 335 | 1 | 6 | 48 | 10.37 | 4.45 | 195 | 99884 | 5.681 | 0 | -99.7854 | 0.2 | 0 | 0 | 0 | 0 | 0 | 0 | 0 | 0 | 0 | 0 | 0 | 0 | 0 | 0 | 0 | 0 | 0 | 0
|  | 8038 | 12 | 22 | 22 | 335 | 1 | 6 | 48 | 10.11 | 4.72 | 193 | 99838 | 5.384 | 0 | -113.6934 | 0.2 | 0 | 0 | 0 | 0 | 0 | 0 | 0 | 0 | 0 | 0 | 0 | 0 | 0 | 0 | 0 | 0 | 0 | 0
|  | 8039 | 12 | 23 | 23 | 335 | 1 | 6 | 48 | 9.93 | 4.79 | 192 | 99779 | 5.218 | 0 | -131.7278 | 0.2 | 0 | 0 | 0 | 0 | 0 | 0 | 0 | 0 | 0 | 0 | 0 | 0 | 0 | 0 | 0 | 0 | 0 | 0
|  | 8040 | 12 | 24 | 24 | 335 | 1 | 6 | 48 | 9.76 | 4.86 | 191 | 99720 | 5.058 | 0 | -156.2138 | 0.2 | 0 | 0 | 0 | 0 | 0 | 0 | 0 | 0 | 0 | 0 | 0 | 0 | 0 | 0 | 0 | 0 | 0 | 0
|  | 8041 | 12 | 25 | 1 | 336 | 2 | 7 | 48 | 9.58 | 4.94 | 190 | 99661 | 4.898 | 0 | 174.1687 | 0.2 | 0 | 0 | 0 | 0 | 0 | 0 | 0 | 0 | 0 | 0 | 0 | 0 | 0 | 0 | 0 | 0 | 0 | 0
|  | 8042 | 12 | 26 | 2 | 336 | 2 | 7 | 48 | 9.55 | 5.08 | 191 | 99609 | 4.71 | 0 | 145.6131 | 0.2 | 0 | 0 | 0 | 0 | 0 | 0 | 0 | 0 | 0 | 0 | 0 | 0 | 0 | 0 | 0 | 0 | 0 | 0
|  | 8043 | 12 | 27 | 3 | 336 | 2 | 7 | 48 | 9.53 | 5.22 | 192 | 99556 | 4.527 | 0 | 123.8463 | 0.2 | 0 | 0 | 0 | 0 | 0 | 0 | 0 | 0 | 0 | 0 | 0 | 0 | 0 | 0 | 0 | 0 | 0 | 0
|  | 8044 | 12 | 28 | 4 | 336 | 2 | 7 | 48 | 9.5 | 5.37 | 194 | 99504 | 4.341 | 0 | 107.722 | 0.2 | 0 | 0 | 0 | 0 | 0 | 0 | 0 | 0 | 0 | 0 | 0 | 0 | 0 | 0 | 0 | 0 | 0 | 0
|  | 8045 | 12 | 29 | 5 | 336 | 2 | 7 | 48 | 9.58 | 5.06 | 197 | 99497 | 4.495 | 0 | 94.8717 | 0.2 | 0 | 0 | 0 | 0 | 0 | 0 | 0 | 0 | 0 | 0 | 0 | 0 | 0 | 0 | 0 | 0 | 0 | 0
|  | 8046 | 12 | 30 | 6 | 336 | 2 | 7 | 48 | 9.66 | 4.76 | 200 | 99491 | 4.652 | 0 | 83.6652 | 0.2 | 0 | 0 | 0 | 0 | 0 | 0 | 0 | 0 | 0 | 0 | 0 | 0 | 0 | 0 | 0 | 0 | 0 | 0
|  | 8047 | 12 | 31 | 7 | 336 | 2 | 7 | 48 | 9.75 | 4.46 | 203 | 99484 | 4.813 | 0 | 73.0903 | 0.2 | 0 | 0 | 0 | 0 | 0 | 0 | 0 | 0 | 0 | 0 | 0 | 0 | 0 | 0 | 0 | 0 | 0 | 0
|  | 8048 | 12 | 32 | 8 | 336 | 2 | 7 | 48 | 10.12 | 4.25 | 204 | 99527 | 5.273 | 0 | 62.4687 | 0.2 | 0 | 0 | 0 | 0 | 0 | 0 | 0 | 0 | 0 | 0 | 0 | 0 | 0 | 0 | 0 | 0 | 0 | 0
|  | 8049 | 12 | 33 | 9 | 336 | 2 | 7 | 48 | 10.49 | 4.04 | 206 | 99569 | 5.753 | 2.989 | 51.3016 | 0.2 | 0 | 0 | 0 | 0 | 0 | 0 | 0 | 0 | 0 | 0 | 0 | 0 | 0 | 0 | 0 | 0 | 0 | 0
|  | 8050 | 12 | 34 | 10 | 336 | 2 | 7 | 48 | 10.86 | 3.83 | 208 | 99612 | 6.254 | 10.0351 | 39.2265 | 0.2 | 9.2623 | 9.2623 | 9.2623 | 9.2623 | 9.2623 | 9.2623 | 9.2623 | 9.2623 | 14.8038 | 14.8038 | 14.8038 | 14.8038 | 14.8038 | 14.8038 | 14.8038 | 14.8038 | 18 | 18
|  | 8051 | 12 | 35 | 11 | 336 | 2 | 7 | 48 | 11.08 | 3.6 | 213 | 99638 | 6.826 | 15.3892 | 26.0627 | 0.2 | 70.4645 | 70.4645 | 230.4601 | 70.4645 | 397.5946 | 70.4645 | 70.4645 | 70.4645 | 81.3669 | 81.3669 | 265.376 | 81.3669 | 383.558 | 81.3669 | 81.3669 | 81.3669 | 178.0661 | 77.8334
|  | 8052 | 12 | 36 | 12 | 336 | 2 | 7 | 48 | 11.3 | 3.36 | 218 | 99664 | 7.414 | 18.6207 | 11.9132 | 0.2 | 20.2344 | 20.2344 | 20.2344 | 20.2344 | 20.2344 | 20.2344 | 20.2344 | 20.2344 | 32.1924 | 32.1924 | 32.1924 | 32.1924 | 32.1924 | 32.1924 | 32.1924 | 32.1924 | 39 | 39
|  | 8053 | 12 | 37 | 13 | 336 | 2 | 7 | 48 | 11.52 | 3.12 | 223 | 99691 | 8.019 | 19.4121 | -2.7765 | 0.2 | 86.1119 | 86.1119 | 86.1119 | 86.1119 | 344.5346 | 86.1119 | 98.6446 | 86.1119 | 111.0976 | 111.0976 | 166.705 | 111.0976 | 358.2993 | 111.0976 | 184.4288 | 111.0976 | 208.8931 | 117.7197
|  | 8054 | 12 | 38 | 14 | 336 | 2 | 7 | 48 | 11.09 | 3.01 | 230 | 99743 | 7.768 | 17.6775 | -17.3346 | 0.2 | 19.7076 | 19.7076 | 19.7076 | 19.7076 | 19.7076 | 19.7076 | 19.7076 | 19.7076 | 31.3614 | 31.3614 | 31.3614 | 31.3614 | 31.3614 | 31.3614 | 31.3614 | 31.3614 | 38 | 38
|  | 8055 | 12 | 39 | 15 | 336 | 2 | 7 | 48 | 10.66 | 2.9 | 238 | 99795 | 7.526 | 13.6006 | -31.1471 | 0.2 | 16.0393 | 16.0393 | 16.0393 | 16.0393 | 16.0393 | 16.0393 | 16.0393 | 16.0393 | 25.5575 | 25.5575 | 25.5575 | 25.5575 | 25.5575 | 25.5575 | 25.5575 | 25.5575 | 31 | 31
|  | 8056 | 12 | 40 | 16 | 336 | 2 | 7 | 48 | 10.23 | 2.79 | 245 | 99848 | 7.29 | 7.557 | -43.8954 | 0.2 | 23.2152 | 23.2152 | 23.2152 | 23.2152 | 33.5185 | 23.2152 | 33.1287 | 23.2152 | 36.5619 | 36.5619 | 36.5619 | 36.5619 | 45.1886 | 36.5619 | 44.913 | 36.5619 | 46 | 44.1032
|  | 8057 | 12 | 41 | 17 | 336 | 2 | 7 | 48 | 9.81 | 2.24 | 253 | 99910 | 7.175 | 0 | -55.5958 | 0.2 | 5.0064 | 5.0064 | 5.0064 | 5.0064 | 8.0469 | 5.0064 | 9.4462 | 5.0064 | 7.8913 | 7.8913 | 7.8913 | 7.8913 | 10.0405 | 7.8913 | 11.03 | 7.8913 | 9.531 | 9.531
|  | 8058 | 12 | 42 | 18 | 336 | 2 | 7 | 48 | 9.38 | 1.7 | 262 | 99972 | 7.056 | 0 | -66.5075 | 0.2 | 0 | 0 | 0 | 0 | 0 | 0 | 0 | 0 | 0 | 0 | 0 | 0 | 0 | 0 | 0 | 0 | 0 | 0
|  | 8059 | 12 | 43 | 19 | 336 | 2 | 7 | 48 | 8.95 | 1.16 | 271 | 100035 | 6.937 | 0 | -77.0453 | 0.2 | 0 | 0 | 0 | 0 | 0 | 0 | 0 | 0 | 0 | 0 | 0 | 0 | 0 | 0 | 0 | 0 | 0 | 0
|  | 8060 | 12 | 44 | 20 | 336 | 2 | 7 | 48 | 8.65 | 0.92 | 273 | 100074 | 6.779 | 0 | -87.7651 | 0.2 | 0 | 0 | 0 | 0 | 0 | 0 | 0 | 0 | 0 | 0 | 0 | 0 | 0 | 0 | 0 | 0 | 0 | 0
|  | 8061 | 12 | 45 | 21 | 336 | 2 | 7 | 48 | 8.35 | 0.69 | 276 | 100113 | 6.623 | 0 | -99.4458 | 0.2 | 0 | 0 | 0 | 0 | 0 | 0 | 0 | 0 | 0 | 0 | 0 | 0 | 0 | 0 | 0 | 0 | 0 | 0
|  | 8062 | 12 | 46 | 22 | 336 | 2 | 7 | 48 | 8.05 | 0.46 | 279 | 100153 | 6.472 | 0 | -113.2934 | 0.2 | 0 | 0 | 0 | 0 | 0 | 0 | 0 | 0 | 0 | 0 | 0 | 0 | 0 | 0 | 0 | 0 | 0 | 0
|  | 8063 | 12 | 47 | 23 | 336 | 2 | 7 | 48 | 7.89 | 0.63 | 270 | 100153 | 6.406 | 0 | -131.2433 | 0.2 | 0 | 0 | 0 | 0 | 0 | 0 | 0 | 0 | 0 | 0 | 0 | 0 | 0 | 0 | 0 | 0 | 0 | 0
|  | 8064 | 12 | 48 | 24 | 336 | 2 | 7 | 48 | 7.74 | 0.81 | 260 | 100153 | 6.345 | 0 | -155.6642 | 0.2 | 0 | 0 | 0 | 0 | 0 | 0 | 0 | 0 | 0 | 0 | 0 | 0 | 0 | 0 | 0 | 0 | 0 | 0
|  | 8065 | 12 | 49 | 1 | 337 | 3 | 1 | 49 | 7.58 | 0.99 | 251 | 100153 | 6.28 | 0 | 174.3776 | 0.2 | 0 | 0 | 0 | 0 | 0 | 0 | 0 | 0 | 0 | 0 | 0 | 0 | 0 | 0 | 0 | 0 | 0 | 0
|  | 8066 | 12 | 50 | 2 | 337 | 3 | 1 | 49 | 7.16 | 1.52 | 249 | 100156 | 6.038 | 0 | 145.6869 | 0.2 | 0 | 0 | 0 | 0 | 0 | 0 | 0 | 0 | 0 | 0 | 0 | 0 | 0 | 0 | 0 | 0 | 0 | 0
|  | 8067 | 12 | 51 | 3 | 337 | 3 | 1 | 49 | 6.75 | 2.04 | 248 | 100159 | 5.809 | 0 | 123.843 | 0.2 | 0 | 0 | 0 | 0 | 0 | 0 | 0 | 0 | 0 | 0 | 0 | 0 | 0 | 0 | 0 | 0 | 0 | 0
|  | 8068 | 12 | 52 | 4 | 337 | 3 | 1 | 49 | 6.33 | 2.57 | 246 | 100162 | 5.583 | 0 | 107.6913 | 0.2 | 0 | 0 | 0 | 0 | 0 | 0 | 0 | 0 | 0 | 0 | 0 | 0 | 0 | 0 | 0 | 0 | 0 | 0
|  | 8069 | 12 | 53 | 5 | 337 | 3 | 1 | 49 | 6.12 | 2.82 | 242 | 100103 | 5.475 | 0 | 94.8356 | 0.2 | 0 | 0 | 0 | 0 | 0 | 0 | 0 | 0 | 0 | 0 | 0 | 0 | 0 | 0 | 0 | 0 | 0 | 0
|  | 8070 | 12 | 54 | 6 | 337 | 3 | 1 | 49 | 5.91 | 3.08 | 238 | 100044 | 5.369 | 0 | 83.6329 | 0.2 | 0 | 0 | 0 | 0 | 0 | 0 | 0 | 0 | 0 | 0 | 0 | 0 | 0 | 0 | 0 | 0 | 0 | 0
|  | 8071 | 12 | 55 | 7 | 337 | 3 | 1 | 49 | 5.7 | 3.34 | 234 | 99985 | 5.265 | 0 | 73.0666 | 0.2 | 0 | 0 | 0 | 0 | 0 | 0 | 0 | 0 | 0 | 0 | 0 | 0 | 0 | 0 | 0 | 0 | 0 | 0
|  | 8072 | 12 | 56 | 8 | 337 | 3 | 1 | 49 | 5.9 | 4.22 | 232 | 99946 | 5.218 | 0 | 62.4576 | 0.2 | 0 | 0 | 0 | 0 | 0 | 0 | 0 | 0 | 0 | 0 | 0 | 0 | 0 | 0 | 0 | 0 | 0 | 0
|  | 8073 | 12 | 57 | 9 | 337 | 3 | 1 | 49 | 6.11 | 5.09 | 230 | 99907 | 5.173 | 2.8104 | 51.3074 | 0.2 | 0 | 0 | 0 | 0 | 0 | 0 | 0 | 0 | 0 | 0 | 0 | 0 | 0 | 0 | 0 | 0 | 0 | 0
|  | 8074 | 12 | 58 | 10 | 337 | 3 | 1 | 49 | 6.31 | 5.97 | 228 | 99868 | 5.121 | 9.8586 | 39.2544 | 0.2 | 33.5906 | 33.5906 | 140.4498 | 33.5906 | 164.359 | 33.5906 | 33.5906 | 33.5906 | 40.6913 | 40.6913 | 137.0042 | 40.6913 | 153.9106 | 40.6913 | 40.6913 | 40.6913 | 68.937 | 39.5892
|  | 8075 | 12 | 59 | 11 | 337 | 3 | 1 | 49 | 6.78 | 6.35 | 227 | 99773 | 5.176 | 15.2187 | 26.1182 | 0.2 | 39.8101 | 39.8101 | 46.0187 | 39.8101 | 52.4732 | 39.8101 | 39.8101 | 39.8101 | 62.5087 | 62.5087 | 69.6119 | 62.5087 | 74.1759 | 62.5087 | 62.5087 | 62.5087 | 79.1078 | 75.271
|  | 8076 | 12 | 60 | 12 | 337 | 3 | 1 | 49 | 7.24 | 6.74 | 226 | 99677 | 5.226 | 18.4618 | 11.9994 | 0.2 | 44.0733 | 44.0733 | 45.5641 | 44.0733 | 51.087 | 44.0733 | 44.0733 | 44.0733 | 69.4054 | 69.4054 | 72.1522 | 69.4054 | 76.0575 | 69.4054 | 70.044 | 69.4054 | 86 | 83.6061
|  | 8077 | 12 | 61 | 13 | 337 | 3 | 1 | 49 | 7.71 | 7.12 | 225 | 99582 | 5.275 | 19.2706 | -2.6608 | 0.2 | 52.5717 | 52.5717 | 52.5717 | 52.5717 | 66.4992 | 52.5717 | 53.219 | 52.5717 | 82.4287 | 82.4287 | 85.4179 | 82.4287 | 95.7238 | 82.4287 | 86.3332 | 82.4287 | 104 | 99.1254
|  | 8078 | 12 | 62 | 14 | 337 | 3 | 1 | 49 | 7.47 | 7.42 | 225 | 99543 | 5.448 | 17.5577 | -17.1954 | 0.2 | 47.1363 | 47.1363 | 47.1363 | 47.1363 | 58.9763 | 47.1363 | 50.8004 | 47.1363 | 74.0175 | 74.0175 | 74.1996 | 74.0175 | 85.1625 | 74.0175 | 79.3813 | 74.0175 | 93 | 89.0785
|  | 8079 | 12 | 63 | 15 | 337 | 3 | 1 | 49 | 7.23 | 7.71 | 225 | 99504 | 5.614 | 13.5041 | -30.9924 | 0.2 | 48.0544 | 48.0544 | 48.0544 | 48.0544 | 101.3746 | 48.0544 | 80.0828 | 48.0544 | 71.77 | 71.77 | 71.77 | 71.77 | 120.0357 | 71.77 | 104.9801 | 71.77 | 98.6948 | 83.7571
|  | 8080 | 12 | 64 | 16 | 337 | 3 | 1 | 49 | 6.99 | 8.01 | 225 | 99464 | 5.774 | 7.4823 | -43.7317 | 0.2 | 29.1827 | 29.1827 | 29.1827 | 29.1827 | 75.0992 | 29.1827 | 73.11 | 29.1827 | 43.7735 | 43.7735 | 43.7735 | 43.7735 | 82.1428 | 43.7735 | 80.7362 | 43.7735 | 59.5561 | 51.2103
|  | 8081 | 12 | 65 | 17 | 337 | 3 | 1 | 49 | 6.98 | 7.79 | 224 | 99442 | 5.844 | 0 | -55.4261 | 0.2 | 7.9482 | 7.9482 | 7.9482 | 7.9482 | 87.4945 | 7.9482 | 123.3697 | 7.9482 | 10.873 | 10.873 | 10.873 | 10.873 | 67.0038 | 10.873 | 92.3714 | 10.873 | 11.6653 | 11.6653
|  | 8082 | 12 | 66 | 18 | 337 | 3 | 1 | 49 | 6.97 | 7.57 | 223 | 99419 | 5.914 | 0 | -66.3317 | 0.2 | 0 | 0 | 0 | 0 | 0 | 0 | 0 | 0 | 0 | 0 | 0 | 0 | 0 | 0 | 0 | 0 | 0 | 0
|  | 8083 | 12 | 67 | 19 | 337 | 3 | 1 | 49 | 6.96 | 7.35 | 222 | 99396 | 5.985 | 0 | -76.8603 | 0.2 | 0 | 0 | 0 | 0 | 0 | 0 | 0 | 0 | 0 | 0 | 0 | 0 | 0 | 0 | 0 | 0 | 0 | 0
|  | 8084 | 12 | 68 | 20 | 337 | 3 | 1 | 49 | 7.18 | 6.96 | 223 | 99386 | 6.1 | 0 | -87.5652 | 0.2 | 0 | 0 | 0 | 0 | 0 | 0 | 0 | 0 | 0 | 0 | 0 | 0 | 0 | 0 | 0 | 0 | 0 | 0
|  | 8085 | 12 | 69 | 21 | 337 | 3 | 1 | 49 | 7.41 | 6.57 | 223 | 99376 | 6.223 | 0 | -99.2227 | 0.2 | 0 | 0 | 0 | 0 | 0 | 0 | 0 | 0 | 0 | 0 | 0 | 0 | 0 | 0 | 0 | 0 | 0 | 0
|  | 8086 | 12 | 70 | 22 | 337 | 3 | 1 | 49 | 7.63 | 6.18 | 224 | 99366 | 6.343 | 0 | -113.0368 | 0.2 | 0 | 0 | 0 | 0 | 0 | 0 | 0 | 0 | 0 | 0 | 0 | 0 | 0 | 0 | 0 | 0 | 0 | 0
|  | 8087 | 12 | 71 | 23 | 337 | 3 | 1 | 49 | 7.99 | 6.04 | 224 | 99333 | 6.525 | 0 | -130.9484 | 0.2 | 0 | 0 | 0 | 0 | 0 | 0 | 0 | 0 | 0 | 0 | 0 | 0 | 0 | 0 | 0 | 0 | 0 | 0
|  | 8088 | 12 | 72 | 24 | 337 | 3 | 1 | 49 | 8.35 | 5.9 | 224 | 99301 | 6.713 | 0 | -155.3634 | 0.2 | 0 | 0 | 0 | 0 | 0 | 0 | 0 | 0 | 0 | 0 | 0 | 0 | 0 | 0 | 0 | 0 | 0 | 0
|  | 8089 | 12 | 73 | 1 | 338 | 4 | 2 | 49 | 8.71 | 5.77 | 224 | 99268 | 6.904 | 0 | 174.5893 | 0.2 | 0 | 0 | 0 | 0 | 0 | 0 | 0 | 0 | 0 | 0 | 0 | 0 | 0 | 0 | 0 | 0 | 0 | 0
|  | 8090 | 12 | 74 | 2 | 338 | 4 | 2 | 49 | 8.71 | 5.84 | 224 | 99242 | 6.893 | 0 | 145.7668 | 0.2 | 0 | 0 | 0 | 0 | 0 | 0 | 0 | 0 | 0 | 0 | 0 | 0 | 0 | 0 | 0 | 0 | 0 | 0
|  | 8091 | 12 | 75 | 3 | 338 | 4 | 2 | 49 | 8.72 | 5.91 | 225 | 99215 | 6.886 | 0 | 123.8463 | 0.2 | 0 | 0 | 0 | 0 | 0 | 0 | 0 | 0 | 0 | 0 | 0 | 0 | 0 | 0 | 0 | 0 | 0 | 0
|  | 8092 | 12 | 76 | 4 | 338 | 4 | 2 | 49 | 8.72 | 5.99 | 225 | 99189 | 6.874 | 0 | 107.6667 | 0.2 | 0 | 0 | 0 | 0 | 0 | 0 | 0 | 0 | 0 | 0 | 0 | 0 | 0 | 0 | 0 | 0 | 0 | 0
|  | 8093 | 12 | 77 | 5 | 338 | 4 | 2 | 49 | 8.9 | 6.04 | 226 | 99166 | 6.957 | 0 | 94.8052 | 0.2 | 0 | 0 | 0 | 0 | 0 | 0 | 0 | 0 | 0 | 0 | 0 | 0 | 0 | 0 | 0 | 0 | 0 | 0
|  | 8094 | 12 | 78 | 6 | 338 | 4 | 2 | 49 | 9.08 | 6.1 | 228 | 99143 | 7.041 | 0 | 83.6059 | 0.2 | 0 | 0 | 0 | 0 | 0 | 0 | 0 | 0 | 0 | 0 | 0 | 0 | 0 | 0 | 0 | 0 | 0 | 0
|  | 8095 | 12 | 79 | 7 | 338 | 4 | 2 | 49 | 9.27 | 6.15 | 229 | 99120 | 7.131 | 0 | 73.0477 | 0.2 | 0 | 0 | 0 | 0 | 0 | 0 | 0 | 0 | 0 | 0 | 0 | 0 | 0 | 0 | 0 | 0 | 0 | 0
|  | 8096 | 12 | 80 | 8 | 338 | 4 | 2 | 49 | 9.57 | 6.23 | 229 | 99111 | 7.273 | 0 | 62.4507 | 0.2 | 0 | 0 | 0 | 0 | 0 | 0 | 0 | 0 | 0 | 0 | 0 | 0 | 0 | 0 | 0 | 0 | 0 | 0
|  | 8097 | 12 | 81 | 9 | 338 | 4 | 2 | 49 | 9.86 | 6.31 | 229 | 99101 | 7.413 | 2.6377 | 51.3169 | 0.2 | 0 | 0 | 0 | 0 | 0 | 0 | 0 | 0 | 0 | 0 | 0 | 0 | 0 | 0 | 0 | 0 | 0 | 0
|  | 8098 | 12 | 82 | 10 | 338 | 4 | 2 | 49 | 10.16 | 6.39 | 229 | 99091 | 7.561 | 9.6883 | 39.2854 | 0.2 | 9.78 | 9.78 | 9.78 | 9.78 | 9.78 | 9.78 | 9.78 | 9.78 | 15.6285 | 15.6285 | 15.6285 | 15.6285 | 15.6285 | 15.6285 | 15.6285 | 15.6285 | 19 | 19
|  | 8099 | 12 | 83 | 11 | 338 | 4 | 2 | 49 | 10.27 | 6.17 | 230 | 99045 | 7.619 | 15.0549 | 26.1756 | 0.2 | 18.1336 | 18.1336 | 18.1336 | 18.1336 | 18.1336 | 18.1336 | 18.1336 | 18.1336 | 28.8726 | 28.8726 | 28.8726 | 28.8726 | 28.8726 | 28.8726 | 28.8726 | 28.8726 | 35 | 35
|  | 8100 | 12 | 84 | 12 | 338 | 4 | 2 | 49 | 10.39 | 5.94 | 230 | 98999 | 7.683 | 18.3098 | 12.0862 | 0.2 | 27.6175 | 27.6175 | 27.6175 | 27.6175 | 27.6175 | 27.6175 | 27.6175 | 27.6175 | 43.8332 | 43.8332 | 43.8332 | 43.8332 | 43.8332 | 43.8332 | 43.8332 | 43.8332 | 53 | 53
|  | 8101 | 12 | 85 | 13 | 338 | 4 | 2 | 49 | 10.5 | 5.72 | 230 | 98953 | 7.742 | 19.136 | -2.5458 | 0.2 | 48.8675 | 48.8675 | 48.8675 | 48.8675 | 59.2067 | 48.8675 | 49.3272 | 48.8675 | 76.7825 | 76.7825 | 78.9968 | 76.7825 | 86.6327 | 76.7825 | 79.6469 | 76.7825 | 96 | 92.4089
|  | 8102 | 12 | 86 | 14 | 338 | 4 | 2 | 49 | 10.62 | 6.01 | 230 | 98907 | 7.817 | 17.4447 | -17.0582 | 0.2 | 64.3924 | 64.3924 | 64.3924 | 64.3924 | 143.5911 | 64.3924 | 88.6939 | 64.3924 | 95.1998 | 95.1998 | 96.4238 | 95.1998 | 169.6094 | 95.1998 | 130.7912 | 95.1998 | 136.6912 | 110.6588
|  | 8103 | 12 | 87 | 15 | 338 | 4 | 2 | 49 | 10.73 | 6.29 | 230 | 98862 | 7.887 | 13.4139 | -30.8406 | 0.2 | 50.6607 | 50.6607 | 50.6607 | 50.6607 | 118.6366 | 50.6607 | 91.2478 | 50.6607 | 75.2164 | 75.2164 | 75.2164 | 75.2164 | 136.6338 | 75.2164 | 117.267 | 75.2164 | 106.4912 | 87.6097
|  | 8104 | 12 | 88 | 16 | 338 | 4 | 2 | 49 | 10.85 | 6.58 | 230 | 98816 | 7.963 | 7.4136 | -43.5716 | 0.2 | 25.6442 | 25.6442 | 25.6442 | 25.6442 | 55.0598 | 25.6442 | 53.6285 | 25.6442 | 38.7775 | 38.7775 | 38.7775 | 38.7775 | 63.313 | 38.7775 | 62.3009 | 38.7775 | 50.7781 | 45.4952
|  | 8105 | 12 | 89 | 17 | 338 | 4 | 2 | 49 | 10.79 | 6.6 | 229 | 98750 | 7.936 | 0 | -55.2607 | 0.2 | 8.0403 | 8.0403 | 8.0403 | 8.0403 | 29.1916 | 8.0403 | 38.5419 | 8.0403 | 10.5848 | 10.5848 | 10.5848 | 10.5848 | 25.487 | 10.5848 | 32.0987 | 10.5848 | 10.7931 | 10.7931
|  | 8106 | 12 | 90 | 18 | 338 | 4 | 2 | 49 | 10.73 | 6.63 | 229 | 98685 | 7.91 | 0 | -66.1606 | 0.2 | 0 | 0 | 0 | 0 | 0 | 0 | 0 | 0 | 0 | 0 | 0 | 0 | 0 | 0 | 0 | 0 | 0 | 0
|  | 8107 | 12 | 91 | 19 | 338 | 4 | 2 | 49 | 10.66 | 6.65 | 229 | 98619 | 7.878 | 0 | -76.6805 | 0.2 | 0 | 0 | 0 | 0 | 0 | 0 | 0 | 0 | 0 | 0 | 0 | 0 | 0 | 0 | 0 | 0 | 0 | 0
|  | 8108 | 12 | 92 | 20 | 338 | 4 | 2 | 49 | 10.7 | 6.95 | 226 | 98481 | 7.886 | 0 | -87.3711 | 0.2 | 0 | 0 | 0 | 0 | 0 | 0 | 0 | 0 | 0 | 0 | 0 | 0 | 0 | 0 | 0 | 0 | 0 | 0
|  | 8109 | 12 | 93 | 21 | 338 | 4 | 2 | 49 | 10.73 | 7.25 | 223 | 98344 | 7.89 | 0 | -99.0058 | 0.2 | 0 | 0 | 0 | 0 | 0 | 0 | 0 | 0 | 0 | 0 | 0 | 0 | 0 | 0 | 0 | 0 | 0 | 0
|  | 8110 | 12 | 94 | 22 | 338 | 4 | 2 | 49 | 10.77 | 7.54 | 221 | 98206 | 7.898 | 0 | -112.7868 | 0.2 | 0 | 0 | 0 | 0 | 0 | 0 | 0 | 0 | 0 | 0 | 0 | 0 | 0 | 0 | 0 | 0 | 0 | 0
|  | 8111 | 12 | 95 | 23 | 338 | 4 | 2 | 49 | 10.92 | 7.54 | 222 | 98085 | 8.009 | 0 | -130.6597 | 0.2 | 0 | 0 | 0 | 0 | 0 | 0 | 0 | 0 | 0 | 0 | 0 | 0 | 0 | 0 | 0 | 0 | 0 | 0
|  | 8112 | 12 | 96 | 24 | 338 | 4 | 2 | 49 | 11.07 | 7.54 | 223 | 97964 | 8.122 | 0 | -155.0654 | 0.2 | 0 | 0 | 0 | 0 | 0 | 0 | 0 | 0 | 0 | 0 | 0 | 0 | 0 | 0 | 0 | 0 | 0 | 0
|  | 8113 | 12 | 97 | 1 | 339 | 5 | 3 | 49 | 11.22 | 7.54 | 224 | 97842 | 8.236 | 0 | 174.8037 | 0.2 | 0 | 0 | 0 | 0 | 0 | 0 | 0 | 0 | 0 | 0 | 0 | 0 | 0 | 0 | 0 | 0 | 0 | 0
|  | 8114 | 12 | 98 | 2 | 339 | 5 | 3 | 49 | 10.49 | 6.64 | 240 | 98042 | 7.784 | 0 | 145.8529 | 0.2 | 0 | 0 | 0 | 0 | 0 | 0 | 0 | 0 | 0 | 0 | 0 | 0 | 0 | 0 | 0 | 0 | 0 | 0
|  | 8115 | 12 | 99 | 3 | 339 | 5 | 3 | 49 | 9.77 | 5.73 | 255 | 98242 | 7.361 | 0 | 123.8562 | 0.2 | 0 | 0 | 0 | 0 | 0 | 0 | 0 | 0 | 0 | 0 | 0 | 0 | 0 | 0 | 0 | 0 | 0 | 0
|  | 8116 | 12 | 100 | 4 | 339 | 5 | 3 | 49 | 9.04 | 4.83 | 271 | 98442 | 6.953 | 0 | 107.6485 | 0.2 | 0 | 0 | 0 | 0 | 0 | 0 | 0 | 0 | 0 | 0 | 0 | 0 | 0 | 0 | 0 | 0 | 0 | 0
|  | 8117 | 12 | 101 | 5 | 339 | 5 | 3 | 49 | 7.94 | 4.57 | 274 | 98583 | 6.398 | 0 | 94.7806 | 0.2 | 0 | 0 | 0 | 0 | 0 | 0 | 0 | 0 | 0 | 0 | 0 | 0 | 0 | 0 | 0 | 0 | 0 | 0
|  | 8118 | 12 | 102 | 6 | 339 | 5 | 3 | 49 | 6.85 | 4.32 | 277 | 98724 | 5.887 | 0 | 83.5841 | 0.2 | 0 | 0 | 0 | 0 | 0 | 0 | 0 | 0 | 0 | 0 | 0 | 0 | 0 | 0 | 0 | 0 | 0 | 0
|  | 8119 | 12 | 103 | 7 | 339 | 5 | 3 | 49 | 5.76 | 4.07 | 279 | 98865 | 5.414 | 0 | 73.0336 | 0.2 | 0 | 0 | 0 | 0 | 0 | 0 | 0 | 0 | 0 | 0 | 0 | 0 | 0 | 0 | 0 | 0 | 0 | 0
|  | 8120 | 12 | 104 | 8 | 339 | 5 | 3 | 49 | 5.67 | 4.11 | 274 | 98993 | 5.369 | 0 | 62.4482 | 0.2 | 0 | 0 | 0 | 0 | 0 | 0 | 0 | 0 | 0 | 0 | 0 | 0 | 0 | 0 | 0 | 0 | 0 | 0
|  | 8121 | 12 | 105 | 9 | 339 | 5 | 3 | 49 | 5.58 | 4.14 | 269 | 99120 | 5.324 | 2.4709 | 51.3302 | 0.2 | 0 | 0 | 0 | 0 | 0 | 0 | 0 | 0 | 0 | 0 | 0 | 0 | 0 | 0 | 0 | 0 | 0 | 0
|  | 8122 | 12 | 106 | 10 | 339 | 5 | 3 | 49 | 5.49 | 4.18 | 264 | 99248 | 5.279 | 9.5244 | 39.3194 | 0.2 | 34.0558 | 34.0558 | 429.3512 | 34.0558 | 516.6796 | 34.0558 | 34.0558 | 34.0558 | 29.9113 | 29.9113 | 383.4398 | 29.9113 | 445.1904 | 29.9113 | 29.9113 | 29.9113 | 126.8374 | 22.168
|  | 8123 | 12 | 107 | 11 | 339 | 5 | 3 | 49 | 5.58 | 4.7 | 262 | 99284 | 5.152 | 14.8977 | 26.235 | 0.2 | 33.5408 | 33.5408 | 35.2806 | 33.5408 | 37.0711 | 33.5408 | 33.5408 | 33.5408 | 53.001 | 53.001 | 54.9716 | 53.001 | 56.2377 | 53.001 | 53.001 | 53.001 | 65 | 63.953
|  | 8124 | 12 | 108 | 12 | 339 | 5 | 3 | 49 | 5.67 | 5.23 | 261 | 99320 | 5.022 | 18.1647 | 12.1739 | 0.2 | 66.0853 | 66.0853 | 234.7798 | 66.0853 | 848.0556 | 66.0853 | 66.0853 | 66.0853 | 53.5752 | 53.5752 | 358.4522 | 53.5752 | 792.1037 | 53.5752 | 119.8821 | 53.5752 | 301.1025 | 38.6358
|  | 8125 | 12 | 109 | 13 | 339 | 5 | 3 | 49 | 5.76 | 5.75 | 260 | 99356 | 4.891 | 19.0083 | -2.4314 | 0.2 | 73.2142 | 73.2142 | 73.2142 | 73.2142 | 858.343 | 73.2142 | 106.5525 | 73.2142 | 62.1008 | 62.1008 | 229.9501 | 62.1008 | 808.6937 | 62.1008 | 277.0975 | 62.1008 | 317.6926 | 46.9796
|  | 8126 | 12 | 110 | 14 | 339 | 5 | 3 | 49 | 5.53 | 5 | 258 | 99386 | 4.603 | 17.3384 | -16.9228 | 0.2 | 85.8313 | 85.8313 | 85.8313 | 85.8313 | 568.8156 | 85.8313 | 232.7835 | 85.8313 | 96.602 | 96.602 | 104.1401 | 96.602 | 549.5725 | 96.602 | 311.962 | 96.602 | 250.1567 | 92.5439
|  | 8127 | 12 | 111 | 15 | 339 | 5 | 3 | 49 | 5.29 | 4.25 | 257 | 99415 | 4.319 | 13.3301 | -30.6918 | 0.2 | 71.6989 | 71.6989 | 71.6989 | 71.6989 | 500.9257 | 71.6989 | 326.4724 | 71.6989 | 83.2389 | 83.2389 | 83.2389 | 83.2389 | 470.3775 | 83.2389 | 347.0204 | 83.2389 | 199.9113 | 81.6414
|  | 8128 | 12 | 112 | 16 | 339 | 5 | 3 | 49 | 5.06 | 3.5 | 255 | 99445 | 4.047 | 7.3508 | -43.4153 | 0.2 | 39.538 | 39.538 | 39.538 | 39.538 | 358.8547 | 39.538 | 341.6619 | 39.538 | 48.4508 | 48.4508 | 48.4508 | 48.4508 | 314.3414 | 48.4508 | 302.1842 | 48.4508 | 106.5202 | 49.8108
|  | 8129 | 12 | 113 | 17 | 339 | 5 | 3 | 49 | 4.82 | 3.76 | 251 | 99455 | 4.042 | 0 | -55.0996 | 0.2 | 7.7916 | 7.7916 | 7.7916 | 7.7916 | 77.2707 | 7.7916 | 107.386 | 7.7916 | 10.3316 | 10.3316 | 10.3316 | 10.3316 | 59.2165 | 10.3316 | 80.5113 | 10.3316 | 10.7213 | 10.7213
|  | 8130 | 12 | 114 | 18 | 339 | 5 | 3 | 49 | 4.58 | 4.01 | 246 | 99464 | 4.036 | 0 | -65.9943 | 0.2 | 0 | 0 | 0 | 0 | 0 | 0 | 0 | 0 | 0 | 0 | 0 | 0 | 0 | 0 | 0 | 0 | 0 | 0
|  | 8131 | 12 | 115 | 19 | 339 | 5 | 3 | 49 | 4.33 | 4.26 | 242 | 99474 | 4.026 | 0 | -76.5059 | 0.2 | 0 | 0 | 0 | 0 | 0 | 0 | 0 | 0 | 0 | 0 | 0 | 0 | 0 | 0 | 0 | 0 | 0 | 0
|  | 8132 | 12 | 116 | 20 | 339 | 5 | 3 | 49 | 4.26 | 4.33 | 238 | 99468 | 4.19 | 0 | -87.1827 | 0.2 | 0 | 0 | 0 | 0 | 0 | 0 | 0 | 0 | 0 | 0 | 0 | 0 | 0 | 0 | 0 | 0 | 0 | 0
|  | 8133 | 12 | 117 | 21 | 339 | 5 | 3 | 49 | 4.19 | 4.39 | 234 | 99461 | 4.353 | 0 | -98.7953 | 0.2 | 0 | 0 | 0 | 0 | 0 | 0 | 0 | 0 | 0 | 0 | 0 | 0 | 0 | 0 | 0 | 0 | 0 | 0
|  | 8134 | 12 | 118 | 22 | 339 | 5 | 3 | 49 | 4.12 | 4.46 | 230 | 99455 | 4.514 | 0 | -112.5436 | 0.2 | 0 | 0 | 0 | 0 | 0 | 0 | 0 | 0 | 0 | 0 | 0 | 0 | 0 | 0 | 0 | 0 | 0 | 0
|  | 8135 | 12 | 119 | 23 | 339 | 5 | 3 | 49 | 4.06 | 4.54 | 230 | 99445 | 4.592 | 0 | -130.3771 | 0.2 | 0 | 0 | 0 | 0 | 0 | 0 | 0 | 0 | 0 | 0 | 0 | 0 | 0 | 0 | 0 | 0 | 0 | 0
|  | 8136 | 12 | 120 | 24 | 339 | 5 | 3 | 49 | 4 | 4.63 | 230 | 99435 | 4.671 | 0 | -154.7705 | 0.2 | 0 | 0 | 0 | 0 | 0 | 0 | 0 | 0 | 0 | 0 | 0 | 0 | 0 | 0 | 0 | 0 | 0 | 0
|  | 8137 | 12 | 121 | 1 | 340 | 6 | 4 | 49 | 3.94 | 4.72 | 230 | 99425 | 4.748 | 0 | 175.0208 | 0.2 | 0 | 0 | 0 | 0 | 0 | 0 | 0 | 0 | 0 | 0 | 0 | 0 | 0 | 0 | 0 | 0 | 0 | 0
|  | 8138 | 12 | 122 | 2 | 340 | 6 | 4 | 49 | 3.98 | 4.8 | 235 | 99419 | 4.781 | 0 | 145.9452 | 0.2 | 0 | 0 | 0 | 0 | 0 | 0 | 0 | 0 | 0 | 0 | 0 | 0 | 0 | 0 | 0 | 0 | 0 | 0
|  | 8139 | 12 | 123 | 3 | 340 | 6 | 4 | 49 | 4.03 | 4.87 | 241 | 99412 | 4.817 | 0 | 123.8732 | 0.2 | 0 | 0 | 0 | 0 | 0 | 0 | 0 | 0 | 0 | 0 | 0 | 0 | 0 | 0 | 0 | 0 | 0 | 0
|  | 8140 | 12 | 124 | 4 | 340 | 6 | 4 | 49 | 4.07 | 4.95 | 246 | 99405 | 4.85 | 0 | 107.6368 | 0.2 | 0 | 0 | 0 | 0 | 0 | 0 | 0 | 0 | 0 | 0 | 0 | 0 | 0 | 0 | 0 | 0 | 0 | 0
|  | 8141 | 12 | 125 | 5 | 340 | 6 | 4 | 49 | 3.94 | 4.57 | 248 | 99412 | 4.818 | 0 | 94.7619 | 0.2 | 0 | 0 | 0 | 0 | 0 | 0 | 0 | 0 | 0 | 0 | 0 | 0 | 0 | 0 | 0 | 0 | 0 | 0
|  | 8142 | 12 | 126 | 6 | 340 | 6 | 4 | 49 | 3.81 | 4.18 | 250 | 99419 | 4.787 | 0 | 83.5677 | 0.2 | 0 | 0 | 0 | 0 | 0 | 0 | 0 | 0 | 0 | 0 | 0 | 0 | 0 | 0 | 0 | 0 | 0 | 0
|  | 8143 | 12 | 127 | 7 | 340 | 6 | 4 | 49 | 3.69 | 3.79 | 252 | 99425 | 4.758 | 0 | 73.0244 | 0.2 | 0 | 0 | 0 | 0 | 0 | 0 | 0 | 0 | 0 | 0 | 0 | 0 | 0 | 0 | 0 | 0 | 0 | 0
|  | 8144 | 12 | 128 | 8 | 340 | 6 | 4 | 49 | 3.93 | 3.81 | 251 | 99451 | 4.819 | 0 | 62.45 | 0.2 | 0 | 0 | 0 | 0 | 0 | 0 | 0 | 0 | 0 | 0 | 0 | 0 | 0 | 0 | 0 | 0 | 0 | 0
|  | 8145 | 12 | 129 | 9 | 340 | 6 | 4 | 49 | 4.17 | 3.82 | 250 | 99478 | 4.881 | 2.3102 | 51.3473 | 0.2 | 0 | 0 | 0 | 0 | 0 | 0 | 0 | 0 | 0 | 0 | 0 | 0 | 0 | 0 | 0 | 0 | 0 | 0
|  | 8146 | 12 | 130 | 10 | 340 | 6 | 4 | 49 | 4.41 | 3.83 | 249 | 99504 | 4.943 | 9.367 | 39.3564 | 0.2 | 22.0214 | 22.0214 | 32.5014 | 22.0214 | 34.7997 | 22.0214 | 22.0214 | 22.0214 | 33.599 | 33.599 | 42.9371 | 33.599 | 44.5623 | 33.599 | 33.599 | 33.599 | 42.2842 | 39.558
|  | 8147 | 12 | 131 | 11 | 340 | 6 | 4 | 49 | 4.56 | 4.04 | 247 | 99494 | 5.03 | 14.7474 | 26.2965 | 0.2 | 43.8431 | 43.8431 | 62.7977 | 43.8431 | 82.2008 | 43.8431 | 43.8431 | 43.8431 | 65.8778 | 65.8778 | 87.2445 | 65.8778 | 100.9645 | 65.8778 | 65.8778 | 65.8778 | 88.3322 | 77.0698
|  | 8148 | 12 | 132 | 12 | 340 | 6 | 4 | 49 | 4.71 | 4.24 | 244 | 99484 | 5.118 | 18.0266 | 12.2623 | 0.2 | 32.9334 | 32.9334 | 32.9334 | 32.9334 | 32.9334 | 32.9334 | 32.9334 | 32.9334 | 52.1779 | 52.1779 | 52.1779 | 52.1779 | 52.1779 | 52.1779 | 52.1779 | 52.1779 | 63 | 63
|  | 8149 | 12 | 133 | 13 | 340 | 6 | 4 | 49 | 4.86 | 4.44 | 241 | 99474 | 5.208 | 18.8877 | -2.3177 | 0.2 | 38.4213 | 38.4213 | 38.4213 | 38.4213 | 40.6483 | 38.4213 | 38.5114 | 38.4213 | 60.7215 | 60.7215 | 61.197 | 60.7215 | 62.8355 | 60.7215 | 61.3244 | 60.7215 | 74 | 73.2374
|  | 8150 | 12 | 134 | 14 | 340 | 6 | 4 | 49 | 4.88 | 4.44 | 246 | 99497 | 5.187 | 17.2389 | -16.7894 | 0.2 | 61.2424 | 61.2424 | 61.2424 | 61.2424 | 128.7914 | 61.2424 | 81.623 | 61.2424 | 90.9555 | 90.9555 | 92.0252 | 90.9555 | 154.2008 | 90.9555 | 120.8477 | 90.9555 | 127.7802 | 105.8868
|  | 8151 | 12 | 135 | 15 | 340 | 6 | 4 | 49 | 4.91 | 4.43 | 251 | 99520 | 5.169 | 13.2528 | -30.546 | 0.2 | 40.0923 | 40.0923 | 40.0923 | 40.0923 | 55.9963 | 40.0923 | 49.4777 | 40.0923 | 62.8612 | 62.8612 | 62.8612 | 62.8612 | 77.1824 | 62.8612 | 72.5731 | 62.8612 | 80 | 75.6507
|  | 8152 | 12 | 136 | 16 | 340 | 6 | 4 | 49 | 4.93 | 4.43 | 256 | 99543 | 5.149 | 7.2941 | -43.2627 | 0.2 | 32.091 | 32.091 | 32.091 | 32.091 | 114.2859 | 32.091 | 109.4465 | 32.091 | 45.6811 | 45.6811 | 45.6811 | 45.6811 | 114.0174 | 45.6811 | 110.5954 | 45.6811 | 65.8838 | 51.4365
|  | 8153 | 12 | 137 | 17 | 340 | 6 | 4 | 49 | 4.8 | 4.2 | 256 | 99576 | 5.084 | 0 | -54.9428 | 0.2 | 8.0153 | 8.0153 | 8.0153 | 8.0153 | 38.9217 | 8.0153 | 52.0605 | 8.0153 | 10.4882 | 10.4882 | 10.4882 | 10.4882 | 32.208 | 10.4882 | 41.4985 | 10.4882 | 10.5523 | 10.5523
|  | 8154 | 12 | 138 | 18 | 340 | 6 | 4 | 49 | 4.67 | 3.97 | 256 | 99609 | 5.021 | 0 | -65.8328 | 0.2 | 0 | 0 | 0 | 0 | 0 | 0 | 0 | 0 | 0 | 0 | 0 | 0 | 0 | 0 | 0 | 0 | 0 | 0
|  | 8155 | 12 | 139 | 19 | 340 | 6 | 4 | 49 | 4.54 | 3.74 | 256 | 99641 | 4.958 | 0 | -76.3366 | 0.2 | 0 | 0 | 0 | 0 | 0 | 0 | 0 | 0 | 0 | 0 | 0 | 0 | 0 | 0 | 0 | 0 | 0 | 0
|  | 8156 | 12 | 140 | 20 | 340 | 6 | 4 | 49 | 4.52 | 3.58 | 254 | 99674 | 4.928 | 0 | -87.0002 | 0.2 | 0 | 0 | 0 | 0 | 0 | 0 | 0 | 0 | 0 | 0 | 0 | 0 | 0 | 0 | 0 | 0 | 0 | 0
|  | 8157 | 12 | 141 | 21 | 340 | 6 | 4 | 49 | 4.49 | 3.42 | 252 | 99707 | 4.893 | 0 | -98.5913 | 0.2 | 0 | 0 | 0 | 0 | 0 | 0 | 0 | 0 | 0 | 0 | 0 | 0 | 0 | 0 | 0 | 0 | 0 | 0
|  | 8158 | 12 | 142 | 22 | 340 | 6 | 4 | 49 | 4.47 | 3.26 | 250 | 99740 | 4.863 | 0 | -112.3073 | 0.2 | 0 | 0 | 0 | 0 | 0 | 0 | 0 | 0 | 0 | 0 | 0 | 0 | 0 | 0 | 0 | 0 | 0 | 0
|  | 8159 | 12 | 143 | 23 | 340 | 6 | 4 | 49 | 4.62 | 3.39 | 244 | 99707 | 4.942 | 0 | -130.1011 | 0.2 | 0 | 0 | 0 | 0 | 0 | 0 | 0 | 0 | 0 | 0 | 0 | 0 | 0 | 0 | 0 | 0 | 0 | 0
|  | 8160 | 12 | 144 | 24 | 340 | 6 | 4 | 49 | 4.77 | 3.52 | 237 | 99674 | 5.022 | 0 | -154.4788 | 0.2 | 0 | 0 | 0 | 0 | 0 | 0 | 0 | 0 | 0 | 0 | 0 | 0 | 0 | 0 | 0 | 0 | 0 | 0
|  | 8161 | 12 | 145 | 1 | 341 | 7 | 5 | 49 | 4.92 | 3.66 | 231 | 99641 | 5.103 | 0 | 175.2405 | 0.2 | 0 | 0 | 0 | 0 | 0 | 0 | 0 | 0 | 0 | 0 | 0 | 0 | 0 | 0 | 0 | 0 | 0 | 0
|  | 8162 | 12 | 146 | 2 | 341 | 7 | 5 | 49 | 5.03 | 4.22 | 232 | 99599 | 5.192 | 0 | 146.0439 | 0.2 | 0 | 0 | 0 | 0 | 0 | 0 | 0 | 0 | 0 | 0 | 0 | 0 | 0 | 0 | 0 | 0 | 0 | 0
|  | 8163 | 12 | 147 | 3 | 341 | 7 | 5 | 49 | 5.15 | 4.79 | 234 | 99556 | 5.287 | 0 | 123.8971 | 0.2 | 0 | 0 | 0 | 0 | 0 | 0 | 0 | 0 | 0 | 0 | 0 | 0 | 0 | 0 | 0 | 0 | 0 | 0
|  | 8164 | 12 | 148 | 4 | 341 | 7 | 5 | 49 | 5.26 | 5.35 | 236 | 99514 | 5.379 | 0 | 107.6318 | 0.2 | 0 | 0 | 0 | 0 | 0 | 0 | 0 | 0 | 0 | 0 | 0 | 0 | 0 | 0 | 0 | 0 | 0 | 0
|  | 8165 | 12 | 149 | 5 | 341 | 7 | 5 | 49 | 5.47 | 5.42 | 237 | 99448 | 5.436 | 0 | 94.7492 | 0.2 | 0 | 0 | 0 | 0 | 0 | 0 | 0 | 0 | 0 | 0 | 0 | 0 | 0 | 0 | 0 | 0 | 0 | 0
|  | 8166 | 12 | 150 | 6 | 341 | 7 | 5 | 49 | 5.68 | 5.49 | 238 | 99383 | 5.494 | 0 | 83.5567 | 0.2 | 0 | 0 | 0 | 0 | 0 | 0 | 0 | 0 | 0 | 0 | 0 | 0 | 0 | 0 | 0 | 0 | 0 | 0
|  | 8167 | 12 | 151 | 7 | 341 | 7 | 5 | 49 | 5.89 | 5.56 | 239 | 99317 | 5.551 | 0 | 73.0201 | 0.2 | 0 | 0 | 0 | 0 | 0 | 0 | 0 | 0 | 0 | 0 | 0 | 0 | 0 | 0 | 0 | 0 | 0 | 0
|  | 8168 | 12 | 152 | 8 | 341 | 7 | 5 | 49 | 6.16 | 6.06 | 238 | 99278 | 5.661 | 0 | 62.4563 | 0.2 | 0 | 0 | 0 | 0 | 0 | 0 | 0 | 0 | 0 | 0 | 0 | 0 | 0 | 0 | 0 | 0 | 0 | 0
|  | 8169 | 12 | 153 | 9 | 341 | 7 | 5 | 49 | 6.44 | 6.55 | 237 | 99238 | 5.777 | 2.1555 | 51.3682 | 0.2 | 0 | 0 | 0 | 0 | 0 | 0 | 0 | 0 | 0 | 0 | 0 | 0 | 0 | 0 | 0 | 0 | 0 | 0
|  | 8170 | 12 | 154 | 10 | 341 | 7 | 5 | 49 | 6.71 | 7.05 | 236 | 99199 | 5.891 | 9.216 | 39.3965 | 0.2 | 20.0382 | 20.0382 | 28.6818 | 20.0382 | 30.5624 | 20.0382 | 20.0382 | 20.0382 | 30.623 | 30.623 | 38.2973 | 30.623 | 39.6271 | 30.623 | 30.623 | 30.623 | 38.2893 | 36.0796
|  | 8171 | 12 | 155 | 11 | 341 | 7 | 5 | 49 | 7.11 | 7.11 | 238 | 99173 | 6.069 | 14.6039 | 26.3601 | 0.2 | 35.3831 | 35.3831 | 38.2548 | 35.3831 | 41.1783 | 35.3831 | 35.3831 | 35.3831 | 55.819 | 55.819 | 59.0412 | 55.819 | 61.1084 | 55.819 | 55.819 | 55.819 | 69 | 67.3148
|  | 8172 | 12 | 156 | 12 | 341 | 7 | 5 | 49 | 7.5 | 7.18 | 241 | 99147 | 6.247 | 17.8956 | 12.3515 | 0.2 | 38.2911 | 38.2911 | 38.9922 | 38.2911 | 41.493 | 38.2911 | 38.2911 | 38.2911 | 60.4815 | 60.4815 | 61.7257 | 60.4815 | 63.494 | 60.4815 | 60.7342 | 60.4815 | 74 | 72.9416
|  | 8173 | 12 | 157 | 13 | 341 | 7 | 5 | 49 | 7.9 | 7.24 | 243 | 99120 | 6.435 | 18.7742 | -2.2045 | 0.2 | 28.1454 | 28.1454 | 28.1454 | 28.1454 | 28.1454 | 28.1454 | 28.1454 | 28.1454 | 44.665 | 44.665 | 44.665 | 44.665 | 44.665 | 44.665 | 44.665 | 44.665 | 54 | 54
|  | 8174 | 12 | 158 | 14 | 341 | 7 | 5 | 49 | 7.95 | 6.9 | 249 | 99196 | 6.398 | 17.1463 | -16.6579 | 0.2 | 55.272 | 55.272 | 55.272 | 55.272 | 85.3481 | 55.272 | 64.2712 | 55.272 | 86.02 | 86.02 | 86.5055 | 86.02 | 114.1358 | 86.02 | 99.2322 | 86.02 | 112.9133 | 103.2276
|  | 8175 | 12 | 159 | 15 | 341 | 7 | 5 | 49 | 7.99 | 6.56 | 255 | 99271 | 6.357 | 13.182 | -30.4031 | 0.2 | 61.6861 | 61.6861 | 61.6861 | 61.6861 | 233.6444 | 61.6861 | 162.5858 | 61.6861 | 82.119 | 82.119 | 82.119 | 82.119 | 236.7315 | 82.119 | 186.4856 | 82.119 | 134.8707 | 88.1739
|  | 8176 | 12 | 160 | 16 | 341 | 7 | 5 | 49 | 8.04 | 6.22 | 261 | 99347 | 6.32 | 7.2435 | -43.1138 | 0.2 | 23.5746 | 23.5746 | 23.5746 | 23.5746 | 36.86 | 23.5746 | 36.0129 | 23.5746 | 37.0664 | 37.0664 | 37.0664 | 37.0664 | 48.0962 | 37.0664 | 47.4972 | 37.0664 | 47 | 44.6869
|  | 8177 | 12 | 161 | 17 | 341 | 7 | 5 | 49 | 7.71 | 6.16 | 264 | 99445 | 6.171 | 0 | -54.7903 | 0.2 | 7.2855 | 7.2855 | 7.2855 | 7.2855 | 64.1605 | 7.2855 | 87.8821 | 7.2855 | 9.1386 | 9.1386 | 9.1386 | 9.1386 | 49.0682 | 9.1386 | 65.8419 | 9.1386 | 8.8852 | 8.8852
|  | 8178 | 12 | 162 | 18 | 341 | 7 | 5 | 49 | 7.37 | 6.09 | 266 | 99543 | 6.023 | 0 | -65.6762 | 0.2 | 0 | 0 | 0 | 0 | 0 | 0 | 0 | 0 | 0 | 0 | 0 | 0 | 0 | 0 | 0 | 0 | 0 | 0
|  | 8179 | 12 | 163 | 19 | 341 | 7 | 5 | 49 | 7.03 | 6.03 | 269 | 99641 | 5.876 | 0 | -76.1728 | 0.2 | 0 | 0 | 0 | 0 | 0 | 0 | 0 | 0 | 0 | 0 | 0 | 0 | 0 | 0 | 0 | 0 | 0 | 0
|  | 8180 | 12 | 164 | 20 | 341 | 7 | 5 | 49 | 6.83 | 5.78 | 269 | 99759 | 5.722 | 0 | -86.8235 | 0.2 | 0 | 0 | 0 | 0 | 0 | 0 | 0 | 0 | 0 | 0 | 0 | 0 | 0 | 0 | 0 | 0 | 0 | 0
|  | 8181 | 12 | 165 | 21 | 341 | 7 | 5 | 49 | 6.64 | 5.53 | 269 | 99877 | 5.576 | 0 | -98.3938 | 0.2 | 0 | 0 | 0 | 0 | 0 | 0 | 0 | 0 | 0 | 0 | 0 | 0 | 0 | 0 | 0 | 0 | 0 | 0
|  | 8182 | 12 | 166 | 22 | 341 | 7 | 5 | 49 | 6.44 | 5.28 | 269 | 99995 | 5.428 | 0 | -112.078 | 0.2 | 0 | 0 | 0 | 0 | 0 | 0 | 0 | 0 | 0 | 0 | 0 | 0 | 0 | 0 | 0 | 0 | 0 | 0
|  | 8183 | 12 | 167 | 23 | 341 | 7 | 5 | 49 | 6.31 | 5.08 | 270 | 100087 | 5.364 | 0 | -129.8317 | 0.2 | 0 | 0 | 0 | 0 | 0 | 0 | 0 | 0 | 0 | 0 | 0 | 0 | 0 | 0 | 0 | 0 | 0 | 0
|  | 8184 | 12 | 168 | 24 | 341 | 7 | 5 | 49 | 6.17 | 4.87 | 272 | 100179 | 5.298 | 0 | -154.1906 | 0.2 | 0 | 0 | 0 | 0 | 0 | 0 | 0 | 0 | 0 | 0 | 0 | 0 | 0 | 0 | 0 | 0 | 0 | 0
|  | 8185 | 12 | 169 | 1 | 342 | 8 | 6 | 49 | 6.04 | 4.66 | 273 | 100271 | 5.236 | 0 | 175.4626 | 0.2 | 0 | 0 | 0 | 0 | 0 | 0 | 0 | 0 | 0 | 0 | 0 | 0 | 0 | 0 | 0 | 0 | 0 | 0
|  | 8186 | 12 | 170 | 2 | 342 | 8 | 6 | 49 | 5.63 | 4.37 | 271 | 100402 | 4.901 | 0 | 146.1491 | 0.2 | 0 | 0 | 0 | 0 | 0 | 0 | 0 | 0 | 0 | 0 | 0 | 0 | 0 | 0 | 0 | 0 | 0 | 0
|  | 8187 | 12 | 171 | 3 | 342 | 8 | 6 | 49 | 5.21 | 4.07 | 269 | 100533 | 4.576 | 0 | 123.9283 | 0.2 | 0 | 0 | 0 | 0 | 0 | 0 | 0 | 0 | 0 | 0 | 0 | 0 | 0 | 0 | 0 | 0 | 0 | 0
|  | 8188 | 12 | 172 | 4 | 342 | 8 | 6 | 49 | 4.8 | 3.78 | 267 | 100664 | 4.271 | 0 | 107.6334 | 0.2 | 0 | 0 | 0 | 0 | 0 | 0 | 0 | 0 | 0 | 0 | 0 | 0 | 0 | 0 | 0 | 0 | 0 | 0
|  | 8189 | 12 | 173 | 5 | 342 | 8 | 6 | 49 | 4.58 | 3.58 | 264 | 100723 | 4.244 | 0 | 94.7426 | 0.2 | 0 | 0 | 0 | 0 | 0 | 0 | 0 | 0 | 0 | 0 | 0 | 0 | 0 | 0 | 0 | 0 | 0 | 0
|  | 8190 | 12 | 174 | 6 | 342 | 8 | 6 | 49 | 4.36 | 3.38 | 261 | 100782 | 4.218 | 0 | 83.5512 | 0.2 | 0 | 0 | 0 | 0 | 0 | 0 | 0 | 0 | 0 | 0 | 0 | 0 | 0 | 0 | 0 | 0 | 0 | 0
|  | 8191 | 12 | 175 | 7 | 342 | 8 | 6 | 49 | 4.15 | 3.19 | 258 | 100841 | 4.193 | 0 | 73.0209 | 0.2 | 0 | 0 | 0 | 0 | 0 | 0 | 0 | 0 | 0 | 0 | 0 | 0 | 0 | 0 | 0 | 0 | 0 | 0
|  | 8192 | 12 | 176 | 8 | 342 | 8 | 6 | 49 | 4.47 | 3.43 | 252 | 100880 | 4.339 | 0 | 62.4671 | 0.2 | 0 | 0 | 0 | 0 | 0 | 0 | 0 | 0 | 0 | 0 | 0 | 0 | 0 | 0 | 0 | 0 | 0 | 0
|  | 8193 | 12 | 177 | 9 | 342 | 8 | 6 | 49 | 4.8 | 3.68 | 245 | 100919 | 4.491 | 2.0069 | 51.3931 | 0.2 | 0 | 0 | 0 | 0 | 0 | 0 | 0 | 0 | 0 | 0 | 0 | 0 | 0 | 0 | 0 | 0 | 0 | 0
|  | 8194 | 12 | 178 | 10 | 342 | 8 | 6 | 49 | 5.12 | 3.93 | 238 | 100959 | 4.645 | 9.0715 | 39.4398 | 0.2 | 35.5948 | 35.5948 | 340.2495 | 35.5948 | 405.9629 | 35.5948 | 35.5948 | 35.5948 | 35.0587 | 35.0587 | 304.625 | 35.0587 | 351.0914 | 35.0587 | 35.0587 | 35.0587 | 105.0511 | 28.4815
|  | 8195 | 12 | 179 | 11 | 342 | 8 | 6 | 49 | 5.69 | 4.22 | 237 | 100910 | 4.618 | 14.4673 | 26.4258 | 0.2 | 59.2578 | 59.2578 | 341.1709 | 59.2578 | 626.5273 | 59.2578 | 59.2578 | 59.2578 | 56.35 | 56.35 | 371.261 | 56.35 | 573.0385 | 56.35 | 56.35 | 56.35 | 209.708 | 46.2696
|  | 8196 | 12 | 180 | 12 | 342 | 8 | 6 | 49 | 6.26 | 4.51 | 236 | 100860 | 4.58 | 17.7717 | 12.4416 | 0.2 | 68.3766 | 68.3766 | 232.3774 | 68.3766 | 811.7205 | 68.3766 | 68.3766 | 68.3766 | 58.7058 | 58.7058 | 347.1961 | 58.7058 | 756.8536 | 58.7058 | 115.264 | 58.7058 | 288.6076 | 44.6214
|  | 8197 | 12 | 181 | 13 | 342 | 8 | 6 | 49 | 6.83 | 4.8 | 234 | 100811 | 4.53 | 18.6678 | -2.0918 | 0.2 | 89.2816 | 89.2816 | 89.2816 | 89.2816 | 581.0971 | 89.2816 | 107.2451 | 89.2816 | 99.6699 | 99.6699 | 204.5407 | 99.6699 | 565.0089 | 99.6699 | 229.9449 | 99.6699 | 260.9693 | 94.6961
|  | 8198 | 12 | 182 | 14 | 342 | 8 | 6 | 49 | 7.08 | 4.54 | 229 | 100726 | 4.717 | 17.0606 | -16.5281 | 0.2 | 70.3467 | 70.3467 | 70.3467 | 70.3467 | 795.9843 | 70.3467 | 285.6782 | 70.3467 | 63.1377 | 63.1377 | 75.1276 | 63.1377 | 740.4932 | 63.1377 | 379.6523 | 63.1377 | 282.4793 | 50.1915
|  | 8199 | 12 | 183 | 15 | 342 | 8 | 6 | 49 | 7.34 | 4.28 | 224 | 100641 | 4.912 | 13.1178 | -30.2631 | 0.2 | 56.4351 | 56.4351 | 56.4351 | 56.4351 | 700.2681 | 56.4351 | 432.1046 | 56.4351 | 51.7718 | 51.7718 | 51.7718 | 51.7718 | 629.8604 | 51.7718 | 440.2402 | 51.7718 | 215.2739 | 41.5662
|  | 8200 | 12 | 184 | 16 | 342 | 8 | 6 | 49 | 7.59 | 4.01 | 219 | 100556 | 5.109 | 7.199 | -42.9687 | 0.2 | 45.0079 | 45.0079 | 45.0079 | 45.0079 | 185.248 | 45.0079 | 175.6406 | 45.0079 | 59.9045 | 59.9045 | 59.9045 | 59.9045 | 176.1871 | 59.9045 | 169.3936 | 59.9045 | 87.6257 | 63.4173
|  | 8201 | 12 | 185 | 17 | 342 | 8 | 6 | 49 | 7.27 | 4.42 | 218 | 100480 | 4.999 | 0 | -54.6422 | 0.2 | 5.8709 | 5.8709 | 5.8709 | 5.8709 | 12.0135 | 5.8709 | 14.5278 | 5.8709 | 9.1917 | 9.1917 | 9.1917 | 9.1917 | 13.5006 | 9.1917 | 15.2786 | 9.1917 | 11.0748 | 11.0748
|  | 8202 | 12 | 186 | 18 | 342 | 8 | 6 | 49 | 6.95 | 4.83 | 217 | 100405 | 4.89 | 0 | -65.5244 | 0.2 | 0 | 0 | 0 | 0 | 0 | 0 | 0 | 0 | 0 | 0 | 0 | 0 | 0 | 0 | 0 | 0 | 0 | 0
|  | 8203 | 12 | 187 | 19 | 342 | 8 | 6 | 49 | 6.62 | 5.24 | 216 | 100330 | 4.781 | 0 | -76.0143 | 0.2 | 0 | 0 | 0 | 0 | 0 | 0 | 0 | 0 | 0 | 0 | 0 | 0 | 0 | 0 | 0 | 0 | 0 | 0
|  | 8204 | 12 | 188 | 20 | 342 | 8 | 6 | 49 | 6.82 | 5.34 | 218 | 100254 | 4.772 | 0 | -86.6529 | 0.2 | 0 | 0 | 0 | 0 | 0 | 0 | 0 | 0 | 0 | 0 | 0 | 0 | 0 | 0 | 0 | 0 | 0 | 0
|  | 8205 | 12 | 189 | 21 | 342 | 8 | 6 | 49 | 7.01 | 5.44 | 219 | 100179 | 4.758 | 0 | -98.2029 | 0.2 | 0 | 0 | 0 | 0 | 0 | 0 | 0 | 0 | 0 | 0 | 0 | 0 | 0 | 0 | 0 | 0 | 0 | 0
|  | 8206 | 12 | 190 | 22 | 342 | 8 | 6 | 49 | 7.21 | 5.54 | 221 | 100103 | 4.746 | 0 | -111.8559 | 0.2 | 0 | 0 | 0 | 0 | 0 | 0 | 0 | 0 | 0 | 0 | 0 | 0 | 0 | 0 | 0 | 0 | 0 | 0
|  | 8207 | 12 | 191 | 23 | 342 | 8 | 6 | 49 | 7.74 | 6.21 | 223 | 100022 | 4.996 | 0 | -129.5692 | 0.2 | 0 | 0 | 0 | 0 | 0 | 0 | 0 | 0 | 0 | 0 | 0 | 0 | 0 | 0 | 0 | 0 | 0 | 0
|  | 8208 | 12 | 192 | 24 | 342 | 8 | 6 | 49 | 8.26 | 6.87 | 225 | 99940 | 5.256 | 0 | -153.9061 | 0.2 | 0 | 0 | 0 | 0 | 0 | 0 | 0 | 0 | 0 | 0 | 0 | 0 | 0 | 0 | 0 | 0 | 0 | 0
|  | 8209 | 12 | 193 | 1 | 343 | 9 | 7 | 49 | 8.79 | 7.53 | 227 | 99858 | 5.53 | 0 | 175.6871 | 0.2 | 0 | 0 | 0 | 0 | 0 | 0 | 0 | 0 | 0 | 0 | 0 | 0 | 0 | 0 | 0 | 0 | 0 | 0
|  | 8210 | 12 | 194 | 2 | 343 | 9 | 7 | 49 | 9.12 | 7.48 | 227 | 99792 | 5.802 | 0 | 146.2609 | 0.2 | 0 | 0 | 0 | 0 | 0 | 0 | 0 | 0 | 0 | 0 | 0 | 0 | 0 | 0 | 0 | 0 | 0 | 0
|  | 8211 | 12 | 195 | 3 | 343 | 9 | 7 | 49 | 9.44 | 7.43 | 226 | 99727 | 6.081 | 0 | 123.9668 | 0.2 | 0 | 0 | 0 | 0 | 0 | 0 | 0 | 0 | 0 | 0 | 0 | 0 | 0 | 0 | 0 | 0 | 0 | 0
|  | 8212 | 12 | 196 | 4 | 343 | 9 | 7 | 49 | 9.77 | 7.38 | 226 | 99661 | 6.372 | 0 | 107.642 | 0.2 | 0 | 0 | 0 | 0 | 0 | 0 | 0 | 0 | 0 | 0 | 0 | 0 | 0 | 0 | 0 | 0 | 0 | 0
|  | 8213 | 12 | 197 | 5 | 343 | 9 | 7 | 49 | 9.76 | 7.26 | 227 | 99625 | 6.578 | 0 | 94.7423 | 0.2 | 0 | 0 | 0 | 0 | 0 | 0 | 0 | 0 | 0 | 0 | 0 | 0 | 0 | 0 | 0 | 0 | 0 | 0
|  | 8214 | 12 | 198 | 6 | 343 | 9 | 7 | 49 | 9.75 | 7.15 | 227 | 99589 | 6.783 | 0 | 83.5514 | 0.2 | 0 | 0 | 0 | 0 | 0 | 0 | 0 | 0 | 0 | 0 | 0 | 0 | 0 | 0 | 0 | 0 | 0 | 0
|  | 8215 | 12 | 199 | 7 | 343 | 9 | 7 | 49 | 9.75 | 7.03 | 228 | 99553 | 6.994 | 0 | 73.0266 | 0.2 | 0 | 0 | 0 | 0 | 0 | 0 | 0 | 0 | 0 | 0 | 0 | 0 | 0 | 0 | 0 | 0 | 0 | 0
|  | 8216 | 12 | 200 | 8 | 343 | 9 | 7 | 49 | 9.91 | 6.76 | 228 | 99546 | 7.148 | 0 | 62.4824 | 0.2 | 0 | 0 | 0 | 0 | 0 | 0 | 0 | 0 | 0 | 0 | 0 | 0 | 0 | 0 | 0 | 0 | 0 | 0
|  | 8217 | 12 | 201 | 9 | 343 | 9 | 7 | 49 | 10.07 | 6.49 | 228 | 99540 | 7.305 | 1.8644 | 51.4219 | 0.2 | 0 | 0 | 0 | 0 | 0 | 0 | 0 | 0 | 0 | 0 | 0 | 0 | 0 | 0 | 0 | 0 | 0 | 0
|  | 8218 | 12 | 202 | 10 | 343 | 9 | 7 | 49 | 10.23 | 6.22 | 228 | 99533 | 7.465 | 8.9335 | 39.4862 | 0.2 | 23.7492 | 23.7492 | 70.1001 | 23.7492 | 80.0049 | 23.7492 | 23.7492 | 23.7492 | 31.6561 | 31.6561 | 72.5333 | 31.6561 | 79.537 | 31.6561 | 31.6561 | 31.6561 | 44.9039 | 33.4458
|  | 8219 | 12 | 203 | 11 | 343 | 9 | 7 | 49 | 10.36 | 5.42 | 229 | 99533 | 7.619 | 14.3377 | 26.4936 | 0.2 | 19.7134 | 19.7134 | 19.7134 | 19.7134 | 19.7134 | 19.7134 | 19.7134 | 19.7134 | 31.3654 | 31.3654 | 31.3654 | 31.3654 | 31.3654 | 31.3654 | 31.3654 | 31.3654 | 38 | 38
|  | 8220 | 12 | 204 | 12 | 343 | 9 | 7 | 49 | 10.48 | 4.62 | 229 | 99533 | 7.77 | 17.655 | 12.5326 | 0.2 | 44.3929 | 44.3929 | 46.3605 | 44.3929 | 53.2443 | 44.3929 | 44.3929 | 44.3929 | 69.8439 | 69.8439 | 73.2758 | 69.8439 | 78.1434 | 69.8439 | 70.4932 | 69.8439 | 87 | 84.1141
|  | 8221 | 12 | 205 | 13 | 343 | 9 | 7 | 49 | 10.61 | 3.82 | 230 | 99533 | 7.928 | 18.5686 | -1.9796 | 0.2 | 45.5038 | 45.5038 | 45.5038 | 45.5038 | 53.7359 | 45.5038 | 45.7883 | 45.5038 | 71.606 | 71.606 | 73.3614 | 71.606 | 79.3836 | 71.606 | 73.7638 | 71.606 | 89 | 86.233
|  | 8222 | 12 | 206 | 14 | 343 | 9 | 7 | 49 | 10.4 | 3.24 | 234 | 99602 | 7.795 | 16.982 | -16.4003 | 0.2 | 27.0942 | 27.0942 | 27.0942 | 27.0942 | 27.0942 | 27.0942 | 27.0942 | 27.0942 | 43.0046 | 43.0046 | 43.0046 | 43.0046 | 43.0046 | 43.0046 | 43.0046 | 43.0046 | 52 | 52
|  | 8223 | 12 | 207 | 15 | 343 | 9 | 7 | 49 | 10.18 | 2.66 | 238 | 99671 | 7.658 | 13.0602 | -30.126 | 0.2 | 30.3871 | 30.3871 | 30.3871 | 30.3871 | 34.23 | 30.3871 | 32.6171 | 30.3871 | 48.0277 | 48.0277 | 48.0277 | 48.0277 | 51.4739 | 48.0277 | 50.3334 | 48.0277 | 59 | 57.9693
|  | 8224 | 12 | 208 | 16 | 343 | 9 | 7 | 49 | 9.97 | 2.08 | 242 | 99740 | 7.529 | 7.1608 | -42.8273 | 0.2 | 9.795 | 9.795 | 9.795 | 9.795 | 9.795 | 9.795 | 9.795 | 9.795 | 15.6391 | 15.6391 | 15.6391 | 15.6391 | 15.6391 | 15.6391 | 15.6391 | 15.6391 | 19 | 19
|  | 8225 | 12 | 209 | 17 | 343 | 9 | 7 | 49 | 9.71 | 1.91 | 244 | 99756 | 7.366 | 0 | -54.4985 | 0.2 | 4.5583 | 4.5583 | 4.5583 | 4.5583 | 6.444 | 4.5583 | 7.2018 | 4.5583 | 7.2089 | 7.2089 | 7.2089 | 7.2089 | 8.5308 | 7.2089 | 9.0667 | 7.2089 | 8.717 | 8.717
|  | 8226 | 12 | 210 | 18 | 343 | 9 | 7 | 49 | 9.44 | 1.73 | 246 | 99773 | 7.203 | 0 | -65.3776 | 0.2 | 0 | 0 | 0 | 0 | 0 | 0 | 0 | 0 | 0 | 0 | 0 | 0 | 0 | 0 | 0 | 0 | 0 | 0
|  | 8227 | 12 | 211 | 19 | 343 | 9 | 7 | 49 | 9.17 | 1.56 | 247 | 99789 | 7.042 | 0 | -75.8612 | 0.2 | 0 | 0 | 0 | 0 | 0 | 0 | 0 | 0 | 0 | 0 | 0 | 0 | 0 | 0 | 0 | 0 | 0 | 0
|  | 8228 | 12 | 212 | 20 | 343 | 9 | 7 | 49 | 8.99 | 1.37 | 249 | 99809 | 6.957 | 0 | -86.4883 | 0.2 | 0 | 0 | 0 | 0 | 0 | 0 | 0 | 0 | 0 | 0 | 0 | 0 | 0 | 0 | 0 | 0 | 0 | 0
|  | 8229 | 12 | 213 | 21 | 343 | 9 | 7 | 49 | 8.8 | 1.18 | 250 | 99828 | 6.869 | 0 | -98.0186 | 0.2 | 0 | 0 | 0 | 0 | 0 | 0 | 0 | 0 | 0 | 0 | 0 | 0 | 0 | 0 | 0 | 0 | 0 | 0
|  | 8230 | 12 | 214 | 22 | 343 | 9 | 7 | 49 | 8.62 | 0.99 | 252 | 99848 | 6.786 | 0 | -111.641 | 0.2 | 0 | 0 | 0 | 0 | 0 | 0 | 0 | 0 | 0 | 0 | 0 | 0 | 0 | 0 | 0 | 0 | 0 | 0
|  | 8231 | 12 | 215 | 23 | 343 | 9 | 7 | 49 | 8.62 | 1.07 | 253 | 99838 | 6.796 | 0 | -129.3136 | 0.2 | 0 | 0 | 0 | 0 | 0 | 0 | 0 | 0 | 0 | 0 | 0 | 0 | 0 | 0 | 0 | 0 | 0 | 0
|  | 8232 | 12 | 216 | 24 | 343 | 9 | 7 | 49 | 8.63 | 1.15 | 254 | 99828 | 6.81 | 0 | -153.6257 | 0.2 | 0 | 0 | 0 | 0 | 0 | 0 | 0 | 0 | 0 | 0 | 0 | 0 | 0 | 0 | 0 | 0 | 0 | 0
|  | 8233 | 12 | 217 | 1 | 344 | 10 | 1 | 50 | 8.63 | 1.23 | 254 | 99818 | 6.82 | 0 | 175.9138 | 0.2 | 0 | 0 | 0 | 0 | 0 | 0 | 0 | 0 | 0 | 0 | 0 | 0 | 0 | 0 | 0 | 0 | 0 | 0
|  | 8234 | 12 | 218 | 2 | 344 | 10 | 1 | 50 | 8.56 | 1.14 | 255 | 99815 | 6.73 | 0 | 146.3793 | 0.2 | 0 | 0 | 0 | 0 | 0 | 0 | 0 | 0 | 0 | 0 | 0 | 0 | 0 | 0 | 0 | 0 | 0 | 0
|  | 8235 | 12 | 219 | 3 | 344 | 10 | 1 | 50 | 8.48 | 1.05 | 255 | 99812 | 6.635 | 0 | 124.0128 | 0.2 | 0 | 0 | 0 | 0 | 0 | 0 | 0 | 0 | 0 | 0 | 0 | 0 | 0 | 0 | 0 | 0 | 0 | 0
|  | 8236 | 12 | 220 | 4 | 344 | 10 | 1 | 50 | 8.41 | 0.97 | 255 | 99809 | 6.546 | 0 | 107.6575 | 0.2 | 0 | 0 | 0 | 0 | 0 | 0 | 0 | 0 | 0 | 0 | 0 | 0 | 0 | 0 | 0 | 0 | 0 | 0
|  | 8237 | 12 | 221 | 5 | 344 | 10 | 1 | 50 | 8.24 | 0.99 | 262 | 99825 | 6.479 | 0 | 94.7482 | 0.2 | 0 | 0 | 0 | 0 | 0 | 0 | 0 | 0 | 0 | 0 | 0 | 0 | 0 | 0 | 0 | 0 | 0 | 0
|  | 8238 | 12 | 222 | 6 | 344 | 10 | 1 | 50 | 8.07 | 1.02 | 269 | 99841 | 6.414 | 0 | 83.5572 | 0.2 | 0 | 0 | 0 | 0 | 0 | 0 | 0 | 0 | 0 | 0 | 0 | 0 | 0 | 0 | 0 | 0 | 0 | 0
|  | 8239 | 12 | 223 | 7 | 344 | 10 | 1 | 50 | 7.9 | 1.05 | 276 | 99858 | 6.349 | 0 | 73.0375 | 0.2 | 0 | 0 | 0 | 0 | 0 | 0 | 0 | 0 | 0 | 0 | 0 | 0 | 0 | 0 | 0 | 0 | 0 | 0
|  | 8240 | 12 | 224 | 8 | 344 | 10 | 1 | 50 | 7.82 | 1.4 | 280 | 99907 | 6.269 | 0 | 62.5023 | 0.2 | 0 | 0 | 0 | 0 | 0 | 0 | 0 | 0 | 0 | 0 | 0 | 0 | 0 | 0 | 0 | 0 | 0 | 0
|  | 8241 | 12 | 225 | 9 | 344 | 10 | 1 | 50 | 7.75 | 1.75 | 284 | 99956 | 6.194 | 1.728 | 51.4546 | 0.2 | 0 | 0 | 0 | 0 | 0 | 0 | 0 | 0 | 0 | 0 | 0 | 0 | 0 | 0 | 0 | 0 | 0 | 0
|  | 8242 | 12 | 226 | 10 | 344 | 10 | 1 | 50 | 7.67 | 2.1 | 288 | 100005 | 6.116 | 8.8021 | 39.5359 | 0.2 | 35.212 | 35.212 | 279.3809 | 35.212 | 331.0349 | 35.212 | 35.212 | 35.212 | 36.6402 | 36.6402 | 251.2924 | 36.6402 | 287.8173 | 36.6402 | 36.6402 | 36.6402 | 90.3643 | 30.9692
|  | 8243 | 12 | 227 | 11 | 344 | 10 | 1 | 50 | 7.64 | 1.55 | 287 | 100012 | 6.004 | 14.215 | 26.5637 | 0.2 | 64.7685 | 64.7685 | 202.5706 | 64.7685 | 340.3891 | 64.7685 | 64.7685 | 64.7685 | 76.3241 | 76.3241 | 228.9613 | 76.3241 | 326.4137 | 76.3241 | 76.3241 | 76.3241 | 151.6765 | 73.6171
|  | 8244 | 12 | 228 | 12 | 344 | 10 | 1 | 50 | 7.61 | 1 | 287 | 100018 | 5.892 | 17.5455 | 12.6245 | 0.2 | 63.0079 | 63.0079 | 85.5466 | 63.0079 | 163.6377 | 63.0079 | 63.0079 | 63.0079 | 88.515 | 88.515 | 127.5071 | 88.515 | 182.7259 | 88.515 | 95.6327 | 88.515 | 131.4147 | 98.8101
|  | 8245 | 12 | 229 | 13 | 344 | 10 | 1 | 50 | 7.58 | 0.46 | 286 | 100025 | 5.782 | 18.4767 | -1.8679 | 0.2 | 57.4924 | 57.4924 | 57.4924 | 57.4924 | 86.0678 | 57.4924 | 58.4243 | 57.4924 | 89.5302 | 89.5302 | 95.6264 | 89.5302 | 116.4912 | 89.5302 | 96.9444 | 89.5302 | 116.9998 | 107.4464
|  | 8246 | 12 | 230 | 14 | 344 | 10 | 1 | 50 | 7.44 | 0.4 | 289 | 100038 | 5.75 | 16.9104 | -16.2742 | 0.2 | 66.02 | 66.02 | 66.02 | 66.02 | 179.2395 | 66.02 | 99.0724 | 66.02 | 92.7593 | 92.7593 | 94.7432 | 92.7593 | 198.173 | 92.7593 | 141.4863 | 92.7593 | 139.5727 | 103.7148
|  | 8247 | 12 | 231 | 15 | 344 | 10 | 1 | 50 | 7.3 | 0.34 | 292 | 100051 | 5.72 | 13.0093 | -29.9919 | 0.2 | 31.7936 | 31.7936 | 31.7936 | 31.7936 | 37.2226 | 31.7936 | 34.927 | 31.7936 | 50.1892 | 50.1892 | 50.1892 | 50.1892 | 55.0521 | 50.1892 | 53.4289 | 50.1892 | 62 | 60.5518
|  | 8248 | 12 | 232 | 16 | 344 | 10 | 1 | 50 | 7.16 | 0.28 | 295 | 100064 | 5.688 | 7.1288 | -42.6897 | 0.2 | 27.9525 | 27.9525 | 27.9525 | 27.9525 | 83.5771 | 27.9525 | 79.2628 | 27.9525 | 40.0492 | 40.0492 | 40.0492 | 40.0492 | 86.0741 | 40.0492 | 83.0235 | 40.0492 | 54.5513 | 45.0867
|  | 8249 | 12 | 233 | 17 | 344 | 10 | 1 | 50 | 6.78 | 0.69 | 304 | 100110 | 5.63 | 0 | -54.3592 | 0.2 | 0 | 0 | 0 | 0 | 0 | 0 | 0 | 0 | 0 | 0 | 0 | 0 | 0 | 0 | 0 | 0 | 0 | 0
|  | 8250 | 12 | 234 | 18 | 344 | 10 | 1 | 50 | 6.4 | 1.11 | 312 | 100156 | 5.571 | 0 | -65.2357 | 0.2 | 0 | 0 | 0 | 0 | 0 | 0 | 0 | 0 | 0 | 0 | 0 | 0 | 0 | 0 | 0 | 0 | 0 | 0
|  | 8251 | 12 | 235 | 19 | 344 | 10 | 1 | 50 | 6.02 | 1.53 | 320 | 100202 | 5.511 | 0 | -75.7137 | 0.2 | 0 | 0 | 0 | 0 | 0 | 0 | 0 | 0 | 0 | 0 | 0 | 0 | 0 | 0 | 0 | 0 | 0 | 0
|  | 8252 | 12 | 236 | 20 | 344 | 10 | 1 | 50 | 5.71 | 1.38 | 325 | 100228 | 5.421 | 0 | -86.3297 | 0.2 | 0 | 0 | 0 | 0 | 0 | 0 | 0 | 0 | 0 | 0 | 0 | 0 | 0 | 0 | 0 | 0 | 0 | 0
|  | 8253 | 12 | 237 | 21 | 344 | 10 | 1 | 50 | 5.4 | 1.23 | 329 | 100254 | 5.333 | 0 | -97.8411 | 0.2 | 0 | 0 | 0 | 0 | 0 | 0 | 0 | 0 | 0 | 0 | 0 | 0 | 0 | 0 | 0 | 0 | 0 | 0
|  | 8254 | 12 | 238 | 22 | 344 | 10 | 1 | 50 | 5.09 | 1.08 | 334 | 100280 | 5.246 | 0 | -111.4335 | 0.2 | 0 | 0 | 0 | 0 | 0 | 0 | 0 | 0 | 0 | 0 | 0 | 0 | 0 | 0 | 0 | 0 | 0 | 0
|  | 8255 | 12 | 239 | 23 | 344 | 10 | 1 | 50 | 4.99 | 1.08 | 348 | 100284 | 5.222 | 0 | -129.0653 | 0.2 | 0 | 0 | 0 | 0 | 0 | 0 | 0 | 0 | 0 | 0 | 0 | 0 | 0 | 0 | 0 | 0 | 0 | 0
|  | 8256 | 12 | 240 | 24 | 344 | 10 | 1 | 50 | 4.88 | 1.09 | 1 | 100287 | 5.196 | 0 | -153.3494 | 0.2 | 0 | 0 | 0 | 0 | 0 | 0 | 0 | 0 | 0 | 0 | 0 | 0 | 0 | 0 | 0 | 0 | 0 | 0
|  | 8257 | 12 | 241 | 1 | 345 | 11 | 2 | 50 | 4.78 | 1.09 | 15 | 100290 | 5.173 | 0 | 176.1427 | 0.2 | 0 | 0 | 0 | 0 | 0 | 0 | 0 | 0 | 0 | 0 | 0 | 0 | 0 | 0 | 0 | 0 | 0 | 0
|  | 8258 | 12 | 242 | 2 | 345 | 11 | 2 | 50 | 4.53 | 0.8 | 34 | 100284 | 5.1 | 0 | 146.5046 | 0.2 | 0 | 0 | 0 | 0 | 0 | 0 | 0 | 0 | 0 | 0 | 0 | 0 | 0 | 0 | 0 | 0 | 0 | 0
|  | 8259 | 12 | 243 | 3 | 345 | 11 | 2 | 50 | 4.28 | 0.51 | 53 | 100277 | 5.027 | 0 | 124.0663 | 0.2 | 0 | 0 | 0 | 0 | 0 | 0 | 0 | 0 | 0 | 0 | 0 | 0 | 0 | 0 | 0 | 0 | 0 | 0
|  | 8260 | 12 | 244 | 4 | 345 | 11 | 2 | 50 | 4.03 | 0.22 | 72 | 100271 | 4.955 | 0 | 107.6801 | 0.2 | 0 | 0 | 0 | 0 | 0 | 0 | 0 | 0 | 0 | 0 | 0 | 0 | 0 | 0 | 0 | 0 | 0 | 0
|  | 8261 | 12 | 245 | 5 | 345 | 11 | 2 | 50 | 3.86 | 0.49 | 83 | 100244 | 4.9 | 0 | 94.7605 | 0.2 | 0 | 0 | 0 | 0 | 0 | 0 | 0 | 0 | 0 | 0 | 0 | 0 | 0 | 0 | 0 | 0 | 0 | 0
|  | 8262 | 12 | 246 | 6 | 345 | 11 | 2 | 50 | 3.69 | 0.76 | 93 | 100218 | 4.845 | 0 | 83.5687 | 0.2 | 0 | 0 | 0 | 0 | 0 | 0 | 0 | 0 | 0 | 0 | 0 | 0 | 0 | 0 | 0 | 0 | 0 | 0
|  | 8263 | 12 | 247 | 7 | 345 | 11 | 2 | 50 | 3.52 | 1.03 | 104 | 100192 | 4.79 | 0 | 73.0536 | 0.2 | 0 | 0 | 0 | 0 | 0 | 0 | 0 | 0 | 0 | 0 | 0 | 0 | 0 | 0 | 0 | 0 | 0 | 0
|  | 8264 | 12 | 248 | 8 | 345 | 11 | 2 | 50 | 4.12 | 0.82 | 114 | 100189 | 4.986 | 0 | 62.5269 | 0.2 | 0 | 0 | 0 | 0 | 0 | 0 | 0 | 0 | 0 | 0 | 0 | 0 | 0 | 0 | 0 | 0 | 0 | 0
|  | 8265 | 12 | 249 | 9 | 345 | 11 | 2 | 50 | 4.72 | 0.6 | 123 | 100185 | 5.189 | 1.5978 | 51.4914 | 0.2 | 0 | 0 | 0 | 0 | 0 | 0 | 0 | 0 | 0 | 0 | 0 | 0 | 0 | 0 | 0 | 0 | 0 | 0
|  | 8266 | 12 | 250 | 10 | 345 | 11 | 2 | 50 | 5.32 | 0.39 | 133 | 100182 | 5.398 | 8.6774 | 39.5888 | 0.2 | 26.9725 | 26.9725 | 111.5963 | 26.9725 | 129.3059 | 26.9725 | 26.9725 | 26.9725 | 32.7304 | 32.7304 | 106.8988 | 32.7304 | 119.4214 | 32.7304 | 32.7304 | 32.7304 | 51.88 | 31.6138
|  | 8267 | 12 | 251 | 11 | 345 | 11 | 2 | 50 | 6.47 | 0.4 | 154 | 100123 | 5.478 | 14.0992 | 26.636 | 0.2 | 64.4423 | 64.4423 | 187.1186 | 64.4423 | 309.0376 | 64.4423 | 64.4423 | 64.4423 | 77.1489 | 77.1489 | 212.4927 | 77.1489 | 298.7024 | 77.1489 | 77.1489 | 77.1489 | 143.8045 | 75.0759
|  | 8268 | 12 | 252 | 12 | 345 | 11 | 2 | 50 | 7.61 | 0.41 | 176 | 100064 | 5.525 | 17.4432 | 12.7174 | 0.2 | 77.7626 | 77.7626 | 146.8361 | 77.7626 | 383.8328 | 77.7626 | 77.7626 | 77.7626 | 94.4997 | 94.4997 | 213.0548 | 94.4997 | 380.6367 | 94.4997 | 115.3701 | 94.4997 | 193.6583 | 95.0696
|  | 8269 | 12 | 253 | 13 | 345 | 11 | 2 | 50 | 8.76 | 0.43 | 197 | 100005 | 5.542 | 18.392 | -1.7567 | 0.2 | 74.4535 | 74.4535 | 74.4535 | 74.4535 | 234.2659 | 74.4535 | 79.3549 | 74.4535 | 103.114 | 103.114 | 137.2401 | 103.114 | 253.7103 | 103.114 | 144.1717 | 103.114 | 168.0168 | 114.8539
|  | 8270 | 12 | 254 | 14 | 345 | 11 | 2 | 50 | 8.66 | 0.82 | 192 | 99956 | 5.689 | 16.846 | -16.1499 | 0.2 | 73.7017 | 73.7017 | 73.7017 | 73.7017 | 727.5415 | 73.7017 | 263.04 | 73.7017 | 71.9315 | 71.9315 | 83.7923 | 71.9315 | 680.0093 | 71.9315 | 351.5571 | 71.9315 | 267.9421 | 61.8301
|  | 8271 | 12 | 255 | 15 | 345 | 11 | 2 | 50 | 8.57 | 1.22 | 188 | 99907 | 5.838 | 12.9652 | -29.8606 | 0.2 | 56.0904 | 56.0904 | 56.0904 | 56.0904 | 700.2215 | 56.0904 | 425.8936 | 56.0904 | 51.6752 | 51.6752 | 51.6752 | 51.6752 | 628.0596 | 51.6752 | 434.0805 | 51.6752 | 212.642 | 41.6424
|  | 8272 | 12 | 256 | 16 | 345 | 11 | 2 | 50 | 8.47 | 1.61 | 183 | 99858 | 5.981 | 7.1032 | -42.5558 | 0.2 | 30.2353 | 30.2353 | 30.2353 | 30.2353 | 104.3843 | 30.2353 | 98.3133 | 30.2353 | 43.128 | 43.128 | 43.128 | 43.128 | 104.4291 | 43.128 | 100.1362 | 43.128 | 61.1025 | 48.5588
|  | 8273 | 12 | 257 | 17 | 345 | 11 | 2 | 50 | 7.86 | 1.87 | 179 | 99812 | 5.876 | 0 | -54.2243 | 0.2 | 0 | 0 | 0 | 0 | 0 | 0 | 0 | 0 | 0 | 0 | 0 | 0 | 0 | 0 | 0 | 0 | 0 | 0
|  | 8274 | 12 | 258 | 18 | 345 | 11 | 2 | 50 | 7.25 | 2.13 | 175 | 99766 | 5.768 | 0 | -65.0988 | 0.2 | 0 | 0 | 0 | 0 | 0 | 0 | 0 | 0 | 0 | 0 | 0 | 0 | 0 | 0 | 0 | 0 | 0 | 0
|  | 8275 | 12 | 259 | 19 | 345 | 11 | 2 | 50 | 6.64 | 2.39 | 172 | 99720 | 5.658 | 0 | -75.5716 | 0.2 | 0 | 0 | 0 | 0 | 0 | 0 | 0 | 0 | 0 | 0 | 0 | 0 | 0 | 0 | 0 | 0 | 0 | 0
|  | 8276 | 12 | 260 | 20 | 345 | 11 | 2 | 50 | 6.6 | 2.73 | 177 | 99674 | 5.62 | 0 | -86.1773 | 0.2 | 0 | 0 | 0 | 0 | 0 | 0 | 0 | 0 | 0 | 0 | 0 | 0 | 0 | 0 | 0 | 0 | 0 | 0
|  | 8277 | 12 | 261 | 21 | 345 | 11 | 2 | 50 | 6.55 | 3.07 | 182 | 99628 | 5.579 | 0 | -97.6705 | 0.2 | 0 | 0 | 0 | 0 | 0 | 0 | 0 | 0 | 0 | 0 | 0 | 0 | 0 | 0 | 0 | 0 | 0 | 0
|  | 8278 | 12 | 262 | 22 | 345 | 11 | 2 | 50 | 6.51 | 3.41 | 186 | 99582 | 5.541 | 0 | -111.2334 | 0.2 | 0 | 0 | 0 | 0 | 0 | 0 | 0 | 0 | 0 | 0 | 0 | 0 | 0 | 0 | 0 | 0 | 0 | 0
|  | 8279 | 12 | 263 | 23 | 345 | 11 | 2 | 50 | 6.53 | 3.7 | 188 | 99527 | 5.511 | 0 | -128.8243 | 0.2 | 0 | 0 | 0 | 0 | 0 | 0 | 0 | 0 | 0 | 0 | 0 | 0 | 0 | 0 | 0 | 0 | 0 | 0
|  | 8280 | 12 | 264 | 24 | 345 | 11 | 2 | 50 | 6.55 | 4 | 189 | 99471 | 5.48 | 0 | -153.0776 | 0.2 | 0 | 0 | 0 | 0 | 0 | 0 | 0 | 0 | 0 | 0 | 0 | 0 | 0 | 0 | 0 | 0 | 0 | 0
|  | 8281 | 12 | 265 | 1 | 346 | 12 | 3 | 50 | 6.57 | 4.29 | 190 | 99415 | 5.449 | 0 | 176.3735 | 0.2 | 0 | 0 | 0 | 0 | 0 | 0 | 0 | 0 | 0 | 0 | 0 | 0 | 0 | 0 | 0 | 0 | 0 | 0
|  | 8282 | 12 | 266 | 2 | 346 | 12 | 3 | 50 | 6.9 | 4.47 | 190 | 99337 | 5.529 | 0 | 146.6366 | 0.2 | 0 | 0 | 0 | 0 | 0 | 0 | 0 | 0 | 0 | 0 | 0 | 0 | 0 | 0 | 0 | 0 | 0 | 0
|  | 8283 | 12 | 267 | 3 | 346 | 12 | 3 | 50 | 7.23 | 4.65 | 190 | 99258 | 5.609 | 0 | 124.1276 | 0.2 | 0 | 0 | 0 | 0 | 0 | 0 | 0 | 0 | 0 | 0 | 0 | 0 | 0 | 0 | 0 | 0 | 0 | 0
|  | 8284 | 12 | 268 | 4 | 346 | 12 | 3 | 50 | 7.56 | 4.83 | 190 | 99179 | 5.689 | 0 | 107.7099 | 0.2 | 0 | 0 | 0 | 0 | 0 | 0 | 0 | 0 | 0 | 0 | 0 | 0 | 0 | 0 | 0 | 0 | 0 | 0
|  | 8285 | 12 | 269 | 5 | 346 | 12 | 3 | 50 | 7.61 | 4.59 | 192 | 99120 | 5.737 | 0 | 94.7793 | 0.2 | 0 | 0 | 0 | 0 | 0 | 0 | 0 | 0 | 0 | 0 | 0 | 0 | 0 | 0 | 0 | 0 | 0 | 0
|  | 8286 | 12 | 270 | 6 | 346 | 12 | 3 | 50 | 7.66 | 4.35 | 194 | 99061 | 5.784 | 0 | 83.5861 | 0.2 | 0 | 0 | 0 | 0 | 0 | 0 | 0 | 0 | 0 | 0 | 0 | 0 | 0 | 0 | 0 | 0 | 0 | 0
|  | 8287 | 12 | 271 | 7 | 346 | 12 | 3 | 50 | 7.71 | 4.11 | 196 | 99002 | 5.832 | 0 | 73.0749 | 0.2 | 0 | 0 | 0 | 0 | 0 | 0 | 0 | 0 | 0 | 0 | 0 | 0 | 0 | 0 | 0 | 0 | 0 | 0
|  | 8288 | 12 | 272 | 8 | 346 | 12 | 3 | 50 | 7.79 | 4.71 | 201 | 99025 | 6.038 | 0 | 62.5561 | 0.2 | 0 | 0 | 0 | 0 | 0 | 0 | 0 | 0 | 0 | 0 | 0 | 0 | 0 | 0 | 0 | 0 | 0 | 0
|  | 8289 | 12 | 273 | 9 | 346 | 12 | 3 | 50 | 7.87 | 5.31 | 206 | 99048 | 6.246 | 1.4738 | 51.5323 | 0.2 | 0 | 0 | 0 | 0 | 0 | 0 | 0 | 0 | 0 | 0 | 0 | 0 | 0 | 0 | 0 | 0 | 0 | 0
|  | 8290 | 12 | 274 | 10 | 346 | 12 | 3 | 50 | 7.95 | 5.9 | 212 | 99071 | 6.457 | 8.5592 | 39.645 | 0.2 | 19.2544 | 19.2544 | 38.0155 | 19.2544 | 41.8965 | 19.2544 | 19.2544 | 19.2544 | 27.5985 | 27.5985 | 43.994 | 27.5985 | 46.7382 | 27.5985 | 27.5985 | 27.5985 | 35.3186 | 30.893
|  | 8291 | 12 | 275 | 11 | 346 | 12 | 3 | 50 | 7.73 | 5.29 | 227 | 99209 | 6.311 | 13.9906 | 26.7105 | 0.2 | 21.2977 | 21.2977 | 21.2977 | 21.2977 | 21.2977 | 21.2977 | 21.2977 | 21.2977 | 33.8615 | 33.8615 | 33.8615 | 33.8615 | 33.8615 | 33.8615 | 33.8615 | 33.8615 | 41 | 41
|  | 8292 | 12 | 276 | 12 | 346 | 12 | 3 | 50 | 7.5 | 4.68 | 243 | 99347 | 6.164 | 17.3483 | 12.8113 | 0.2 | 41.5309 | 41.5309 | 43.0511 | 41.5309 | 48.2162 | 41.5309 | 41.5309 | 41.5309 | 65.4408 | 65.4408 | 68.0302 | 65.4408 | 71.6824 | 65.4408 | 65.8802 | 65.4408 | 81 | 78.8583
|  | 8293 | 12 | 277 | 13 | 346 | 12 | 3 | 50 | 7.28 | 4.07 | 258 | 99484 | 6.025 | 18.3148 | -1.6459 | 0.2 | 64.0284 | 64.0284 | 64.0284 | 64.0284 | 138.5317 | 64.0284 | 66.1691 | 64.0284 | 94.8509 | 94.8509 | 110.7823 | 94.8509 | 164.9778 | 94.8509 | 113.8097 | 94.8509 | 135.0075 | 110.3364
|  | 8294 | 12 | 278 | 14 | 346 | 12 | 3 | 50 | 6.89 | 4.01 | 260 | 99579 | 5.809 | 16.7886 | -16.0274 | 0.2 | 55.4144 | 55.4144 | 55.4144 | 55.4144 | 107.0282 | 55.4144 | 70.2411 | 55.4144 | 82.8446 | 82.8446 | 83.8169 | 82.8446 | 130.7974 | 82.8446 | 104.785 | 82.8446 | 112.874 | 96.6722
|  | 8295 | 12 | 279 | 15 | 346 | 12 | 3 | 50 | 6.49 | 3.96 | 263 | 99674 | 5.596 | 12.9279 | -29.7323 | 0.2 | 72.7261 | 72.7261 | 72.7261 | 72.7261 | 332.5224 | 72.7261 | 221.1053 | 72.7261 | 92.7776 | 92.7776 | 92.7776 | 92.7776 | 325.0423 | 92.7776 | 246.2585 | 92.7776 | 165.0542 | 96.3786
|  | 8296 | 12 | 280 | 16 | 346 | 12 | 3 | 50 | 6.1 | 3.9 | 265 | 99769 | 5.394 | 7.0839 | -42.4257 | 0.2 | 39.2133 | 39.2133 | 39.2133 | 39.2133 | 209.5105 | 39.2133 | 194.8561 | 39.2133 | 51.3354 | 51.3354 | 51.3354 | 51.3354 | 192.0268 | 51.3354 | 181.6645 | 51.3354 | 82.7396 | 54.0692
|  | 8297 | 12 | 281 | 17 | 346 | 12 | 3 | 50 | 5.7 | 3.56 | 258 | 99861 | 5.246 | 0 | -54.0939 | 0.2 | 0 | 0 | 0 | 0 | 0 | 0 | 0 | 0 | 0 | 0 | 0 | 0 | 0 | 0 | 0 | 0 | 0 | 0
|  | 8298 | 12 | 282 | 18 | 346 | 12 | 3 | 50 | 5.3 | 3.21 | 251 | 99953 | 5.1 | 0 | -64.9669 | 0.2 | 0 | 0 | 0 | 0 | 0 | 0 | 0 | 0 | 0 | 0 | 0 | 0 | 0 | 0 | 0 | 0 | 0 | 0
|  | 8299 | 12 | 283 | 19 | 346 | 12 | 3 | 50 | 4.9 | 2.87 | 244 | 100044 | 4.959 | 0 | -75.4351 | 0.2 | 0 | 0 | 0 | 0 | 0 | 0 | 0 | 0 | 0 | 0 | 0 | 0 | 0 | 0 | 0 | 0 | 0 | 0
|  | 8300 | 12 | 284 | 20 | 346 | 12 | 3 | 50 | 4.69 | 3.32 | 236 | 100064 | 4.861 | 0 | -86.031 | 0.2 | 0 | 0 | 0 | 0 | 0 | 0 | 0 | 0 | 0 | 0 | 0 | 0 | 0 | 0 | 0 | 0 | 0 | 0
|  | 8301 | 12 | 285 | 21 | 346 | 12 | 3 | 50 | 4.47 | 3.77 | 228 | 100084 | 4.762 | 0 | -97.5067 | 0.2 | 0 | 0 | 0 | 0 | 0 | 0 | 0 | 0 | 0 | 0 | 0 | 0 | 0 | 0 | 0 | 0 | 0 | 0
|  | 8302 | 12 | 286 | 22 | 346 | 12 | 3 | 50 | 4.26 | 4.22 | 220 | 100103 | 4.667 | 0 | -111.0409 | 0.2 | 0 | 0 | 0 | 0 | 0 | 0 | 0 | 0 | 0 | 0 | 0 | 0 | 0 | 0 | 0 | 0 | 0 | 0
|  | 8303 | 12 | 287 | 23 | 346 | 12 | 3 | 50 | 3.97 | 4.38 | 216 | 100051 | 4.528 | 0 | -128.5908 | 0.2 | 0 | 0 | 0 | 0 | 0 | 0 | 0 | 0 | 0 | 0 | 0 | 0 | 0 | 0 | 0 | 0 | 0 | 0
|  | 8304 | 12 | 288 | 24 | 346 | 12 | 3 | 50 | 3.69 | 4.54 | 211 | 99999 | 4.395 | 0 | -152.8105 | 0.2 | 0 | 0 | 0 | 0 | 0 | 0 | 0 | 0 | 0 | 0 | 0 | 0 | 0 | 0 | 0 | 0 | 0 | 0
|  | 8305 | 12 | 289 | 1 | 347 | 13 | 4 | 50 | 3.4 | 4.7 | 207 | 99946 | 4.263 | 0 | 176.6063 | 0.2 | 0 | 0 | 0 | 0 | 0 | 0 | 0 | 0 | 0 | 0 | 0 | 0 | 0 | 0 | 0 | 0 | 0 | 0
|  | 8306 | 12 | 290 | 2 | 347 | 13 | 4 | 50 | 3.26 | 4.97 | 201 | 99812 | 4.053 | 0 | 146.7754 | 0.2 | 0 | 0 | 0 | 0 | 0 | 0 | 0 | 0 | 0 | 0 | 0 | 0 | 0 | 0 | 0 | 0 | 0 | 0
|  | 8307 | 12 | 291 | 3 | 347 | 13 | 4 | 50 | 3.13 | 5.24 | 196 | 99677 | 3.85 | 0 | 124.1967 | 0.2 | 0 | 0 | 0 | 0 | 0 | 0 | 0 | 0 | 0 | 0 | 0 | 0 | 0 | 0 | 0 | 0 | 0 | 0
|  | 8308 | 12 | 292 | 4 | 347 | 13 | 4 | 50 | 2.99 | 5.5 | 190 | 99543 | 3.647 | 0 | 107.747 | 0.2 | 0 | 0 | 0 | 0 | 0 | 0 | 0 | 0 | 0 | 0 | 0 | 0 | 0 | 0 | 0 | 0 | 0 | 0
|  | 8309 | 12 | 293 | 5 | 347 | 13 | 4 | 50 | 3.58 | 5.89 | 193 | 99435 | 3.54 | 0 | 94.8046 | 0.2 | 0 | 0 | 0 | 0 | 0 | 0 | 0 | 0 | 0 | 0 | 0 | 0 | 0 | 0 | 0 | 0 | 0 | 0
|  | 8310 | 12 | 294 | 6 | 347 | 13 | 4 | 50 | 4.17 | 6.27 | 195 | 99327 | 3.416 | 0 | 83.6093 | 0.2 | 0 | 0 | 0 | 0 | 0 | 0 | 0 | 0 | 0 | 0 | 0 | 0 | 0 | 0 | 0 | 0 | 0 | 0
|  | 8311 | 12 | 295 | 7 | 347 | 13 | 4 | 50 | 4.76 | 6.65 | 198 | 99219 | 3.273 | 0 | 73.1014 | 0.2 | 0 | 0 | 0 | 0 | 0 | 0 | 0 | 0 | 0 | 0 | 0 | 0 | 0 | 0 | 0 | 0 | 0 | 0
|  | 8312 | 12 | 296 | 8 | 347 | 13 | 4 | 50 | 5.93 | 7.02 | 202 | 99156 | 3.696 | 0 | 62.59 | 0.2 | 0 | 0 | 0 | 0 | 0 | 0 | 0 | 0 | 0 | 0 | 0 | 0 | 0 | 0 | 0 | 0 | 0 | 0
|  | 8313 | 12 | 297 | 9 | 347 | 13 | 4 | 50 | 7.09 | 7.38 | 206 | 99094 | 4.161 | 1.3561 | 51.5772 | 0.2 | 0 | 0 | 0 | 0 | 0 | 0 | 0 | 0 | 0 | 0 | 0 | 0 | 0 | 0 | 0 | 0 | 0 | 0
|  | 8314 | 12 | 298 | 10 | 347 | 13 | 4 | 50 | 8.26 | 7.75 | 210 | 99032 | 4.678 | 8.4478 | 39.7045 | 0.2 | 21.4064 | 21.4064 | 49.2947 | 21.4064 | 54.9926 | 21.4064 | 21.4064 | 21.4064 | 30.5368 | 30.5368 | 54.8414 | 30.5368 | 58.8705 | 30.5368 | 30.5368 | 30.5368 | 40.6517 | 34.168
|  | 8315 | 12 | 299 | 11 | 347 | 13 | 4 | 50 | 9.36 | 7.93 | 212 | 98953 | 4.886 | 13.889 | 26.7874 | 0.2 | 13.4237 | 13.4237 | 13.4237 | 13.4237 | 13.4237 | 13.4237 | 13.4237 | 13.4237 | 21.415 | 21.415 | 21.415 | 21.415 | 21.415 | 21.415 | 21.415 | 21.415 | 26 | 26
|  | 8316 | 12 | 300 | 12 | 347 | 13 | 4 | 50 | 10.47 | 8.1 | 214 | 98875 | 5.099 | 17.2606 | 12.9062 | 0.2 | 53.8849 | 53.8849 | 64.5995 | 53.8849 | 100.6442 | 53.8849 | 53.8849 | 53.8849 | 80.7001 | 80.7001 | 98.816 | 80.7001 | 124.3034 | 80.7001 | 83.6633 | 80.7001 | 109.1423 | 94.237
|  | 8317 | 12 | 301 | 13 | 347 | 13 | 4 | 50 | 11.57 | 8.28 | 216 | 98796 | 5.308 | 18.2448 | -1.5354 | 0.2 | 26.0293 | 26.0293 | 26.0293 | 26.0293 | 26.0293 | 26.0293 | 26.0293 | 26.0293 | 41.3344 | 41.3344 | 41.3344 | 41.3344 | 41.3344 | 41.3344 | 41.3344 | 41.3344 | 50 | 50
|  | 8318 | 12 | 302 | 14 | 347 | 13 | 4 | 50 | 11.35 | 8.42 | 218 | 98799 | 5.599 | 16.7385 | -15.9066 | 0.2 | 25.5064 | 25.5064 | 25.5064 | 25.5064 | 25.5064 | 25.5064 | 25.5064 | 25.5064 | 40.5061 | 40.5061 | 40.5061 | 40.5061 | 40.5061 | 40.5061 | 40.5061 | 40.5061 | 49 | 49
|  | 8319 | 12 | 303 | 15 | 347 | 13 | 4 | 50 | 11.14 | 8.56 | 219 | 98803 | 5.885 | 12.8975 | -29.6068 | 0.2 | 10.2992 | 10.2992 | 10.2992 | 10.2992 | 10.2992 | 10.2992 | 10.2992 | 10.2992 | 16.4542 | 16.4542 | 16.4542 | 16.4542 | 16.4542 | 16.4542 | 16.4542 | 16.4542 | 20 | 20
|  | 8320 | 12 | 304 | 16 | 347 | 13 | 4 | 50 | 10.92 | 8.7 | 220 | 98806 | 6.157 | 7.0711 | -42.2993 | 0.2 | 26.3718 | 26.3718 | 26.3718 | 26.3718 | 63.2228 | 26.3718 | 59.9028 | 26.3718 | 39.7593 | 39.7593 | 39.7593 | 39.7593 | 70.187 | 39.7593 | 67.8394 | 39.7593 | 52.7755 | 46.5953
|  | 8321 | 12 | 305 | 17 | 347 | 13 | 4 | 50 | 10.65 | 8.04 | 222 | 98875 | 6.295 | 0 | -53.9678 | 0.2 | 0 | 0 | 0 | 0 | 0 | 0 | 0 | 0 | 0 | 0 | 0 | 0 | 0 | 0 | 0 | 0 | 0 | 0
|  | 8322 | 12 | 306 | 18 | 347 | 13 | 4 | 50 | 10.38 | 7.38 | 223 | 98943 | 6.425 | 0 | -64.84 | 0.2 | 0 | 0 | 0 | 0 | 0 | 0 | 0 | 0 | 0 | 0 | 0 | 0 | 0 | 0 | 0 | 0 | 0 | 0
|  | 8323 | 12 | 307 | 19 | 347 | 13 | 4 | 50 | 10.11 | 6.72 | 225 | 99012 | 6.548 | 0 | -75.3042 | 0.2 | 0 | 0 | 0 | 0 | 0 | 0 | 0 | 0 | 0 | 0 | 0 | 0 | 0 | 0 | 0 | 0 | 0 | 0
|  | 8324 | 12 | 308 | 20 | 347 | 13 | 4 | 50 | 9.93 | 5.96 | 225 | 99055 | 6.597 | 0 | -85.891 | 0.2 | 0 | 0 | 0 | 0 | 0 | 0 | 0 | 0 | 0 | 0 | 0 | 0 | 0 | 0 | 0 | 0 | 0 | 0
|  | 8325 | 12 | 309 | 21 | 347 | 13 | 4 | 50 | 9.76 | 5.21 | 225 | 99097 | 6.649 | 0 | -97.3498 | 0.2 | 0 | 0 | 0 | 0 | 0 | 0 | 0 | 0 | 0 | 0 | 0 | 0 | 0 | 0 | 0 | 0 | 0 | 0
|  | 8326 | 12 | 310 | 22 | 347 | 13 | 4 | 50 | 9.58 | 4.46 | 225 | 99140 | 6.694 | 0 | -110.856 | 0.2 | 0 | 0 | 0 | 0 | 0 | 0 | 0 | 0 | 0 | 0 | 0 | 0 | 0 | 0 | 0 | 0 | 0 | 0
|  | 8327 | 12 | 311 | 23 | 347 | 13 | 4 | 50 | 9.56 | 4.27 | 225 | 99137 | 6.76 | 0 | -128.3649 | 0.2 | 0 | 0 | 0 | 0 | 0 | 0 | 0 | 0 | 0 | 0 | 0 | 0 | 0 | 0 | 0 | 0 | 0 | 0
|  | 8328 | 12 | 312 | 24 | 347 | 13 | 4 | 50 | 9.54 | 4.08 | 226 | 99134 | 6.826 | 0 | -152.5481 | 0.2 | 0 | 0 | 0 | 0 | 0 | 0 | 0 | 0 | 0 | 0 | 0 | 0 | 0 | 0 | 0 | 0 | 0 | 0
|  | 8329 | 12 | 313 | 1 | 348 | 14 | 5 | 50 | 9.52 | 3.89 | 227 | 99130 | 6.892 | 0 | 176.8408 | 0.2 | 0 | 0 | 0 | 0 | 0 | 0 | 0 | 0 | 0 | 0 | 0 | 0 | 0 | 0 | 0 | 0 | 0 | 0
|  | 8330 | 12 | 314 | 2 | 348 | 14 | 5 | 50 | 9.38 | 4.32 | 222 | 99088 | 6.754 | 0 | 146.9212 | 0.2 | 0 | 0 | 0 | 0 | 0 | 0 | 0 | 0 | 0 | 0 | 0 | 0 | 0 | 0 | 0 | 0 | 0 | 0
|  | 8331 | 12 | 315 | 3 | 348 | 14 | 5 | 50 | 9.23 | 4.74 | 217 | 99045 | 6.612 | 0 | 124.2738 | 0.2 | 0 | 0 | 0 | 0 | 0 | 0 | 0 | 0 | 0 | 0 | 0 | 0 | 0 | 0 | 0 | 0 | 0 | 0
|  | 8332 | 12 | 316 | 4 | 348 | 14 | 5 | 50 | 9.09 | 5.17 | 212 | 99002 | 6.478 | 0 | 107.7915 | 0.2 | 0 | 0 | 0 | 0 | 0 | 0 | 0 | 0 | 0 | 0 | 0 | 0 | 0 | 0 | 0 | 0 | 0 | 0
|  | 8333 | 12 | 317 | 5 | 348 | 14 | 5 | 50 | 8.98 | 5.49 | 208 | 98901 | 6.439 | 0 | 94.8365 | 0.2 | 0 | 0 | 0 | 0 | 0 | 0 | 0 | 0 | 0 | 0 | 0 | 0 | 0 | 0 | 0 | 0 | 0 | 0
|  | 8334 | 12 | 318 | 6 | 348 | 14 | 5 | 50 | 8.87 | 5.8 | 203 | 98799 | 6.401 | 0 | 83.6384 | 0.2 | 0 | 0 | 0 | 0 | 0 | 0 | 0 | 0 | 0 | 0 | 0 | 0 | 0 | 0 | 0 | 0 | 0 | 0
|  | 8335 | 12 | 319 | 7 | 348 | 14 | 5 | 50 | 8.77 | 6.11 | 198 | 98698 | 6.367 | 0 | 73.1333 | 0.2 | 0 | 0 | 0 | 0 | 0 | 0 | 0 | 0 | 0 | 0 | 0 | 0 | 0 | 0 | 0 | 0 | 0 | 0
|  | 8336 | 12 | 320 | 8 | 348 | 14 | 5 | 50 | 9.06 | 6.4 | 203 | 98698 | 6.592 | 0 | 62.6287 | 0.2 | 0 | 0 | 0 | 0 | 0 | 0 | 0 | 0 | 0 | 0 | 0 | 0 | 0 | 0 | 0 | 0 | 0 | 0
|  | 8337 | 12 | 321 | 9 | 348 | 14 | 5 | 50 | 9.36 | 6.7 | 207 | 98698 | 6.829 | 1.2445 | 51.6263 | 0.2 | 0 | 0 | 0 | 0 | 0 | 0 | 0 | 0 | 0 | 0 | 0 | 0 | 0 | 0 | 0 | 0 | 0 | 0
|  | 8338 | 12 | 322 | 10 | 348 | 14 | 5 | 50 | 9.65 | 6.99 | 212 | 98698 | 7.066 | 8.343 | 39.7673 | 0.2 | 5.1201 | 5.1201 | 5.1201 | 5.1201 | 5.1201 | 5.1201 | 5.1201 | 5.1201 | 8.2062 | 8.2062 | 8.2062 | 8.2062 | 8.2062 | 8.2062 | 8.2062 | 8.2062 | 10 | 10
|  | 8339 | 12 | 323 | 11 | 348 | 14 | 5 | 50 | 9.85 | 7.42 | 216 | 98694 | 7.153 | 13.7944 | 26.8665 | 0.2 | 44.8346 | 44.8346 | 81.5602 | 44.8346 | 117.3297 | 44.8346 | 44.8346 | 44.8346 | 63.3317 | 63.3317 | 103.4093 | 63.3317 | 128.7021 | 63.3317 | 63.3317 | 63.3317 | 90.7264 | 70.7737
|  | 8340 | 12 | 324 | 12 | 348 | 14 | 5 | 50 | 10.04 | 7.84 | 221 | 98691 | 7.236 | 17.1804 | 13.0021 | 0.2 | 45.7868 | 45.7868 | 49.1676 | 45.7868 | 60.428 | 45.7868 | 45.7868 | 45.7868 | 71.8062 | 71.8062 | 77.4818 | 71.8062 | 85.4441 | 71.8062 | 72.7007 | 71.8062 | 91.0486 | 86.4028
|  | 8341 | 12 | 325 | 13 | 348 | 14 | 5 | 50 | 10.24 | 8.26 | 225 | 98688 | 7.325 | 18.1823 | -1.4253 | 0.2 | 26.0294 | 26.0294 | 26.0294 | 26.0294 | 26.0294 | 26.0294 | 26.0294 | 26.0294 | 41.3345 | 41.3345 | 41.3345 | 41.3345 | 41.3345 | 41.3345 | 41.3345 | 41.3345 | 50 | 50
|  | 8342 | 12 | 326 | 14 | 348 | 14 | 5 | 50 | 9.51 | 7.89 | 231 | 98773 | 6.928 | 16.6957 | -15.7875 | 0.2 | 58.1581 | 58.1581 | 58.1581 | 58.1581 | 887.5009 | 58.1581 | 292.6429 | 58.1581 | 44.0825 | 44.0825 | 61.0625 | 44.0825 | 813.3022 | 44.0825 | 392.6741 | 44.0825 | 288.2987 | 29.8006
|  | 8343 | 12 | 327 | 15 | 348 | 14 | 5 | 50 | 8.77 | 7.52 | 237 | 98858 | 6.547 | 12.8739 | -29.4842 | 0.2 | 38.6409 | 38.6409 | 38.6409 | 38.6409 | 53.9863 | 38.6409 | 47.3173 | 38.6409 | 60.6193 | 60.6193 | 60.6193 | 60.6193 | 74.3191 | 60.6193 | 69.6034 | 60.6193 | 77 | 72.971
|  | 8344 | 12 | 328 | 16 | 348 | 14 | 5 | 50 | 8.04 | 7.14 | 244 | 98943 | 6.189 | 7.0648 | -42.1767 | 0.2 | 45.072 | 45.072 | 45.072 | 45.072 | 281.1533 | 45.072 | 258.9628 | 45.072 | 57.9001 | 57.9001 | 57.9001 | 57.9001 | 252.7515 | 57.9001 | 237.0605 | 57.9001 | 99.8073 | 60.327
|  | 8345 | 12 | 329 | 17 | 348 | 14 | 5 | 50 | 7.33 | 6.91 | 242 | 99068 | 5.729 | 0 | -53.8462 | 0.2 | 0 | 0 | 0 | 0 | 0 | 0 | 0 | 0 | 0 | 0 | 0 | 0 | 0 | 0 | 0 | 0 | 0 | 0
|  | 8346 | 12 | 330 | 18 | 348 | 14 | 5 | 50 | 6.62 | 6.67 | 241 | 99193 | 5.297 | 0 | -64.7181 | 0.2 | 0 | 0 | 0 | 0 | 0 | 0 | 0 | 0 | 0 | 0 | 0 | 0 | 0 | 0 | 0 | 0 | 0 | 0
|  | 8347 | 12 | 331 | 19 | 348 | 14 | 5 | 50 | 5.91 | 6.43 | 239 | 99317 | 4.893 | 0 | -75.1788 | 0.2 | 0 | 0 | 0 | 0 | 0 | 0 | 0 | 0 | 0 | 0 | 0 | 0 | 0 | 0 | 0 | 0 | 0 | 0
|  | 8348 | 12 | 332 | 20 | 348 | 14 | 5 | 50 | 5.65 | 5.79 | 236 | 99363 | 4.667 | 0 | -85.7571 | 0.2 | 0 | 0 | 0 | 0 | 0 | 0 | 0 | 0 | 0 | 0 | 0 | 0 | 0 | 0 | 0 | 0 | 0 | 0
|  | 8349 | 12 | 333 | 21 | 348 | 14 | 5 | 50 | 5.39 | 5.16 | 233 | 99409 | 4.448 | 0 | -97.1999 | 0.2 | 0 | 0 | 0 | 0 | 0 | 0 | 0 | 0 | 0 | 0 | 0 | 0 | 0 | 0 | 0 | 0 | 0 | 0
|  | 8350 | 12 | 334 | 22 | 348 | 14 | 5 | 50 | 5.13 | 4.52 | 230 | 99455 | 4.235 | 0 | -110.6788 | 0.2 | 0 | 0 | 0 | 0 | 0 | 0 | 0 | 0 | 0 | 0 | 0 | 0 | 0 | 0 | 0 | 0 | 0 | 0
|  | 8351 | 12 | 335 | 23 | 348 | 14 | 5 | 50 | 5.23 | 4.29 | 225 | 99419 | 4.182 | 0 | -128.1468 | 0.2 | 0 | 0 | 0 | 0 | 0 | 0 | 0 | 0 | 0 | 0 | 0 | 0 | 0 | 0 | 0 | 0 | 0 | 0
|  | 8352 | 12 | 336 | 24 | 348 | 14 | 5 | 50 | 5.33 | 4.05 | 220 | 99383 | 4.126 | 0 | -152.2909 | 0.2 | 0 | 0 | 0 | 0 | 0 | 0 | 0 | 0 | 0 | 0 | 0 | 0 | 0 | 0 | 0 | 0 | 0 | 0
|  | 8353 | 12 | 337 | 1 | 349 | 15 | 6 | 50 | 5.43 | 3.81 | 215 | 99347 | 4.071 | 0 | 177.0768 | 0.2 | 0 | 0 | 0 | 0 | 0 | 0 | 0 | 0 | 0 | 0 | 0 | 0 | 0 | 0 | 0 | 0 | 0 | 0
|  | 8354 | 12 | 338 | 2 | 349 | 15 | 6 | 50 | 5.77 | 4.14 | 217 | 99297 | 4.546 | 0 | 147.0739 | 0.2 | 0 | 0 | 0 | 0 | 0 | 0 | 0 | 0 | 0 | 0 | 0 | 0 | 0 | 0 | 0 | 0 | 0 | 0
|  | 8355 | 12 | 339 | 3 | 349 | 15 | 6 | 50 | 6.12 | 4.47 | 220 | 99248 | 5.045 | 0 | 124.3588 | 0.2 | 0 | 0 | 0 | 0 | 0 | 0 | 0 | 0 | 0 | 0 | 0 | 0 | 0 | 0 | 0 | 0 | 0 | 0
|  | 8356 | 12 | 340 | 4 | 349 | 15 | 6 | 50 | 6.46 | 4.8 | 222 | 99199 | 5.564 | 0 | 107.8434 | 0.2 | 0 | 0 | 0 | 0 | 0 | 0 | 0 | 0 | 0 | 0 | 0 | 0 | 0 | 0 | 0 | 0 | 0 | 0
|  | 8357 | 12 | 341 | 5 | 349 | 15 | 6 | 50 | 6.19 | 4.93 | 226 | 99193 | 5.497 | 0 | 94.875 | 0.2 | 0 | 0 | 0 | 0 | 0 | 0 | 0 | 0 | 0 | 0 | 0 | 0 | 0 | 0 | 0 | 0 | 0 | 0
|  | 8358 | 12 | 342 | 6 | 349 | 15 | 6 | 50 | 5.92 | 5.07 | 230 | 99186 | 5.43 | 0 | 83.6735 | 0.2 | 0 | 0 | 0 | 0 | 0 | 0 | 0 | 0 | 0 | 0 | 0 | 0 | 0 | 0 | 0 | 0 | 0 | 0
|  | 8359 | 12 | 343 | 7 | 349 | 15 | 6 | 50 | 5.65 | 5.2 | 234 | 99179 | 5.364 | 0 | 73.1706 | 0.2 | 0 | 0 | 0 | 0 | 0 | 0 | 0 | 0 | 0 | 0 | 0 | 0 | 0 | 0 | 0 | 0 | 0 | 0
|  | 8360 | 12 | 344 | 8 | 349 | 15 | 6 | 50 | 5.51 | 5.17 | 236 | 99222 | 5.3 | 0 | 62.6721 | 0.2 | 0 | 0 | 0 | 0 | 0 | 0 | 0 | 0 | 0 | 0 | 0 | 0 | 0 | 0 | 0 | 0 | 0 | 0
|  | 8361 | 12 | 345 | 9 | 349 | 15 | 6 | 50 | 5.36 | 5.14 | 239 | 99265 | 5.233 | 1.1393 | 51.6795 | 0.2 | 0 | 0 | 0 | 0 | 0 | 0 | 0 | 0 | 0 | 0 | 0 | 0 | 0 | 0 | 0 | 0 | 0 | 0
|  | 8362 | 12 | 346 | 10 | 349 | 15 | 6 | 50 | 5.22 | 5.12 | 241 | 99307 | 5.17 | 8.2449 | 39.8336 | 0.2 | 29.5305 | 29.5305 | 173.7553 | 29.5305 | 202.4284 | 29.5305 | 29.5305 | 29.5305 | 33.0303 | 33.0303 | 158.0823 | 33.0303 | 178.3572 | 33.0303 | 33.0303 | 33.0303 | 62.0652 | 29.4398
|  | 8363 | 12 | 347 | 11 | 349 | 15 | 6 | 50 | 5.42 | 5.57 | 241 | 99294 | 5.146 | 13.707 | 26.9481 | 0.2 | 54.1377 | 54.1377 | 144.6011 | 54.1377 | 232.0804 | 54.1377 | 54.1377 | 54.1377 | 66.88 | 66.88 | 165.2745 | 66.88 | 227.1318 | 66.88 | 66.88 | 66.88 | 115.4493 | 66.7618
|  | 8364 | 12 | 348 | 12 | 349 | 15 | 6 | 50 | 5.63 | 6.02 | 241 | 99281 | 5.124 | 17.1075 | 13.0992 | 0.2 | 45.7709 | 45.7709 | 49.2212 | 45.7709 | 60.5986 | 45.7709 | 45.7709 | 45.7709 | 71.7757 | 71.7757 | 77.5287 | 71.7757 | 85.5738 | 71.7757 | 72.6493 | 71.7757 | 91.0502 | 86.3645
|  | 8365 | 12 | 349 | 13 | 349 | 15 | 6 | 50 | 5.83 | 6.47 | 241 | 99268 | 5.096 | 18.1273 | -1.3155 | 0.2 | 53.7368 | 53.7368 | 53.7368 | 53.7368 | 75.5151 | 53.7368 | 54.2369 | 53.7368 | 83.9592 | 83.9592 | 88.6484 | 83.9592 | 104.4016 | 83.9592 | 89.3556 | 83.9592 | 108.0018 | 100.8702
|  | 8366 | 12 | 350 | 14 | 349 | 15 | 6 | 50 | 5.77 | 5.95 | 243 | 99307 | 5.179 | 16.6601 | -15.6701 | 0.2 | 48.8268 | 48.8268 | 48.8268 | 48.8268 | 68.5681 | 48.8268 | 54.3647 | 48.8268 | 76.3791 | 76.3791 | 76.8019 | 76.3791 | 94.677 | 76.3791 | 84.6337 | 76.3791 | 97.9576 | 91.8218
|  | 8367 | 12 | 351 | 15 | 349 | 15 | 6 | 50 | 5.72 | 5.43 | 244 | 99347 | 5.265 | 12.8573 | -29.3644 | 0.2 | 13.4246 | 13.4246 | 13.4246 | 13.4246 | 13.4246 | 13.4246 | 13.4246 | 13.4246 | 21.4157 | 21.4157 | 21.4157 | 21.4157 | 21.4157 | 21.4157 | 21.4157 | 21.4157 | 26 | 26
|  | 8368 | 12 | 352 | 16 | 349 | 15 | 6 | 50 | 5.66 | 4.91 | 246 | 99386 | 5.347 | 7.0649 | -42.0579 | 0.2 | 38.3596 | 38.3596 | 38.3596 | 38.3596 | 186.4121 | 38.3596 | 171.9377 | 38.3596 | 50.4779 | 50.4779 | 50.4779 | 50.4779 | 172.6417 | 50.4779 | 162.4067 | 50.4779 | 77.8714 | 53.1582
|  | 8369 | 12 | 353 | 17 | 349 | 15 | 6 | 50 | 5.54 | 4.94 | 245 | 99409 | 5.241 | 0 | -53.7291 | 0.2 | 0 | 0 | 0 | 0 | 0 | 0 | 0 | 0 | 0 | 0 | 0 | 0 | 0 | 0 | 0 | 0 | 0 | 0
|  | 8370 | 12 | 354 | 18 | 349 | 15 | 6 | 50 | 5.41 | 4.97 | 245 | 99432 | 5.133 | 0 | -64.6013 | 0.2 | 0 | 0 | 0 | 0 | 0 | 0 | 0 | 0 | 0 | 0 | 0 | 0 | 0 | 0 | 0 | 0 | 0 | 0
|  | 8371 | 12 | 355 | 19 | 349 | 15 | 6 | 50 | 5.28 | 5.01 | 245 | 99455 | 5.026 | 0 | -75.0591 | 0.2 | 0 | 0 | 0 | 0 | 0 | 0 | 0 | 0 | 0 | 0 | 0 | 0 | 0 | 0 | 0 | 0 | 0 | 0
|  | 8372 | 12 | 356 | 20 | 349 | 15 | 6 | 50 | 5.17 | 4.98 | 237 | 99402 | 4.958 | 0 | -85.6296 | 0.2 | 0 | 0 | 0 | 0 | 0 | 0 | 0 | 0 | 0 | 0 | 0 | 0 | 0 | 0 | 0 | 0 | 0 | 0
|  | 8373 | 12 | 357 | 21 | 349 | 15 | 6 | 50 | 5.06 | 4.95 | 230 | 99350 | 4.891 | 0 | -97.057 | 0.2 | 0 | 0 | 0 | 0 | 0 | 0 | 0 | 0 | 0 | 0 | 0 | 0 | 0 | 0 | 0 | 0 | 0 | 0
|  | 8374 | 12 | 358 | 22 | 349 | 15 | 6 | 50 | 4.95 | 4.92 | 222 | 99297 | 4.824 | 0 | -110.5094 | 0.2 | 0 | 0 | 0 | 0 | 0 | 0 | 0 | 0 | 0 | 0 | 0 | 0 | 0 | 0 | 0 | 0 | 0 | 0
|  | 8375 | 12 | 359 | 23 | 349 | 15 | 6 | 50 | 5.11 | 5.11 | 212 | 99137 | 5.015 | 0 | -127.9365 | 0.2 | 0 | 0 | 0 | 0 | 0 | 0 | 0 | 0 | 0 | 0 | 0 | 0 | 0 | 0 | 0 | 0 | 0 | 0
|  | 8376 | 12 | 360 | 24 | 349 | 15 | 6 | 50 | 5.27 | 5.3 | 202 | 98976 | 5.21 | 0 | -152.0389 | 0.2 | 0 | 0 | 0 | 0 | 0 | 0 | 0 | 0 | 0 | 0 | 0 | 0 | 0 | 0 | 0 | 0 | 0 | 0
|  | 8377 | 12 | 361 | 1 | 350 | 16 | 7 | 50 | 5.43 | 5.49 | 191 | 98816 | 5.408 | 0 | 177.3144 | 0.2 | 0 | 0 | 0 | 0 | 0 | 0 | 0 | 0 | 0 | 0 | 0 | 0 | 0 | 0 | 0 | 0 | 0 | 0
|  | 8378 | 12 | 362 | 2 | 350 | 16 | 7 | 50 | 6.02 | 6.6 | 195 | 98524 | 5.651 | 0 | 147.2335 | 0.2 | 0 | 0 | 0 | 0 | 0 | 0 | 0 | 0 | 0 | 0 | 0 | 0 | 0 | 0 | 0 | 0 | 0 | 0
|  | 8379 | 12 | 363 | 3 | 350 | 16 | 7 | 50 | 6.6 | 7.71 | 198 | 98232 | 5.9 | 0 | 124.4519 | 0.2 | 0 | 0 | 0 | 0 | 0 | 0 | 0 | 0 | 0 | 0 | 0 | 0 | 0 | 0 | 0 | 0 | 0 | 0
|  | 8380 | 12 | 364 | 4 | 350 | 16 | 7 | 50 | 7.19 | 8.83 | 201 | 97941 | 6.163 | 0 | 107.9029 | 0.2 | 0 | 0 | 0 | 0 | 0 | 0 | 0 | 0 | 0 | 0 | 0 | 0 | 0 | 0 | 0 | 0 | 0 | 0
|  | 8381 | 12 | 365 | 5 | 350 | 16 | 7 | 50 | 7.14 | 9.81 | 204 | 97666 | 6.15 | 0 | 94.9204 | 0.2 | 0 | 0 | 0 | 0 | 0 | 0 | 0 | 0 | 0 | 0 | 0 | 0 | 0 | 0 | 0 | 0 | 0 | 0
|  | 8382 | 12 | 366 | 6 | 350 | 16 | 7 | 50 | 7.09 | 10.79 | 207 | 97390 | 6.138 | 0 | 83.7146 | 0.2 | 0 | 0 | 0 | 0 | 0 | 0 | 0 | 0 | 0 | 0 | 0 | 0 | 0 | 0 | 0 | 0 | 0 | 0
|  | 8383 | 12 | 367 | 7 | 350 | 16 | 7 | 50 | 7.04 | 11.77 | 210 | 97115 | 6.125 | 0 | 73.2132 | 0.2 | 0 | 0 | 0 | 0 | 0 | 0 | 0 | 0 | 0 | 0 | 0 | 0 | 0 | 0 | 0 | 0 | 0 | 0
|  | 8384 | 12 | 368 | 8 | 350 | 16 | 7 | 50 | 7.26 | 11.87 | 210 | 96922 | 6.228 | 0 | 62.7204 | 0.2 | 0 | 0 | 0 | 0 | 0 | 0 | 0 | 0 | 0 | 0 | 0 | 0 | 0 | 0 | 0 | 0 | 0 | 0
|  | 8385 | 12 | 369 | 9 | 350 | 16 | 7 | 50 | 7.49 | 11.97 | 210 | 96728 | 6.339 | 1.0403 | 51.7369 | 0.2 | 0 | 0 | 0 | 0 | 0 | 0 | 0 | 0 | 0 | 0 | 0 | 0 | 0 | 0 | 0 | 0 | 0 | 0
|  | 8386 | 12 | 370 | 10 | 350 | 16 | 7 | 50 | 7.71 | 12.07 | 210 | 96535 | 6.446 | 8.1536 | 39.9032 | 0.2 | 14.509 | 14.509 | 14.509 | 14.509 | 14.509 | 14.509 | 14.509 | 14.509 | 23.0996 | 23.0996 | 23.0996 | 23.0996 | 23.0996 | 23.0996 | 23.0996 | 23.0996 | 28 | 28
|  | 8387 | 12 | 371 | 11 | 350 | 16 | 7 | 50 | 8.34 | 11.52 | 213 | 96374 | 6.787 | 13.6268 | 27.032 | 0.2 | 55.7633 | 55.7633 | 160.1684 | 55.7633 | 260.3869 | 55.7633 | 55.7633 | 55.7633 | 68.5492 | 68.5492 | 181.7525 | 68.5492 | 252.6177 | 68.5492 | 68.5492 | 68.5492 | 124.2163 | 68.5276
|  | 8388 | 12 | 372 | 12 | 350 | 16 | 7 | 50 | 8.97 | 10.97 | 215 | 96214 | 7.144 | 17.042 | 13.1974 | 0.2 | 26.0338 | 26.0338 | 26.0338 | 26.0338 | 26.0338 | 26.0338 | 26.0338 | 26.0338 | 41.3376 | 41.3376 | 41.3376 | 41.3376 | 41.3376 | 41.3376 | 41.3376 | 41.3376 | 50 | 50
|  | 8389 | 12 | 373 | 13 | 350 | 16 | 7 | 50 | 9.6 | 10.41 | 218 | 96053 | 7.519 | 18.0797 | -1.206 | 0.2 | 59.433 | 59.433 | 59.433 | 59.433 | 116.579 | 59.433 | 60.636 | 59.433 | 88.6465 | 88.6465 | 100.9904 | 88.6465 | 142.2494 | 88.6465 | 102.6917 | 88.6465 | 122.0096 | 103.3496
|  | 8390 | 12 | 374 | 14 | 350 | 16 | 7 | 50 | 9.06 | 9.65 | 230 | 96234 | 7.193 | 16.6319 | -15.5543 | 0.2 | 49.2681 | 49.2681 | 49.2681 | 49.2681 | 69.749 | 49.2681 | 54.9689 | 49.2681 | 77.0429 | 77.0429 | 77.5024 | 77.0429 | 96.0156 | 77.0429 | 85.5645 | 77.0429 | 98.9588 | 92.6082
|  | 8391 | 12 | 375 | 15 | 350 | 16 | 7 | 50 | 8.53 | 8.88 | 242 | 96414 | 6.884 | 12.8477 | -29.2474 | 0.2 | 22.9 | 22.9 | 22.9 | 22.9 | 22.9 | 22.9 | 22.9 | 22.9 | 36.3702 | 36.3702 | 36.3702 | 36.3702 | 36.3702 | 36.3702 | 36.3702 | 36.3702 | 44 | 44
|  | 8392 | 12 | 376 | 16 | 350 | 16 | 7 | 50 | 7.99 | 8.11 | 253 | 96594 | 6.583 | 7.0716 | -41.9427 | 0.2 | 25.0763 | 25.0763 | 25.0763 | 25.0763 | 56.9808 | 25.0763 | 53.7455 | 25.0763 | 37.8977 | 37.8977 | 37.8977 | 37.8977 | 64.2201 | 37.8977 | 61.9324 | 37.8977 | 49.7768 | 44.4558
|  | 8393 | 12 | 377 | 17 | 350 | 16 | 7 | 50 | 6.69 | 8.46 | 258 | 96833 | 5.983 | 0 | -53.6164 | 0.2 | 0 | 0 | 0 | 0 | 0 | 0 | 0 | 0 | 0 | 0 | 0 | 0 | 0 | 0 | 0 | 0 | 0 | 0
|  | 8394 | 12 | 378 | 18 | 350 | 16 | 7 | 50 | 5.38 | 8.82 | 262 | 97072 | 5.428 | 0 | -64.4895 | 0.2 | 0 | 0 | 0 | 0 | 0 | 0 | 0 | 0 | 0 | 0 | 0 | 0 | 0 | 0 | 0 | 0 | 0 | 0
|  | 8395 | 12 | 379 | 19 | 350 | 16 | 7 | 50 | 4.07 | 9.17 | 266 | 97312 | 4.921 | 0 | -74.945 | 0.2 | 0 | 0 | 0 | 0 | 0 | 0 | 0 | 0 | 0 | 0 | 0 | 0 | 0 | 0 | 0 | 0 | 0 | 0
|  | 8396 | 12 | 380 | 20 | 350 | 16 | 7 | 50 | 3.67 | 7.83 | 265 | 97446 | 4.731 | 0 | -85.5083 | 0.2 | 0 | 0 | 0 | 0 | 0 | 0 | 0 | 0 | 0 | 0 | 0 | 0 | 0 | 0 | 0 | 0 | 0 | 0
|  | 8397 | 12 | 381 | 21 | 350 | 16 | 7 | 50 | 3.27 | 6.48 | 265 | 97580 | 4.548 | 0 | -96.9211 | 0.2 | 0 | 0 | 0 | 0 | 0 | 0 | 0 | 0 | 0 | 0 | 0 | 0 | 0 | 0 | 0 | 0 | 0 | 0
|  | 8398 | 12 | 382 | 22 | 350 | 16 | 7 | 50 | 2.87 | 5.13 | 264 | 97715 | 4.37 | 0 | -110.3477 | 0.2 | 0 | 0 | 0 | 0 | 0 | 0 | 0 | 0 | 0 | 0 | 0 | 0 | 0 | 0 | 0 | 0 | 0 | 0
|  | 8399 | 12 | 383 | 23 | 350 | 16 | 7 | 50 | 2.81 | 4.47 | 266 | 97774 | 4.336 | 0 | -127.7342 | 0.2 | 0 | 0 | 0 | 0 | 0 | 0 | 0 | 0 | 0 | 0 | 0 | 0 | 0 | 0 | 0 | 0 | 0 | 0
|  | 8400 | 12 | 384 | 24 | 350 | 16 | 7 | 50 | 2.74 | 3.81 | 268 | 97833 | 4.3 | 0 | -151.7923 | 0.2 | 0 | 0 | 0 | 0 | 0 | 0 | 0 | 0 | 0 | 0 | 0 | 0 | 0 | 0 | 0 | 0 | 0 | 0
|  | 8401 | 12 | 385 | 1 | 351 | 17 | 1 | 51 | 2.68 | 3.14 | 269 | 97892 | 4.267 | 0 | 177.5532 | 0.2 | 0 | 0 | 0 | 0 | 0 | 0 | 0 | 0 | 0 | 0 | 0 | 0 | 0 | 0 | 0 | 0 | 0 | 0
|  | 8402 | 12 | 386 | 2 | 351 | 17 | 1 | 51 | 2.25 | 3.54 | 267 | 98010 | 4.123 | 0 | 147.4001 | 0.2 | 0 | 0 | 0 | 0 | 0 | 0 | 0 | 0 | 0 | 0 | 0 | 0 | 0 | 0 | 0 | 0 | 0 | 0
|  | 8403 | 12 | 387 | 3 | 351 | 17 | 1 | 51 | 1.82 | 3.93 | 264 | 98128 | 3.983 | 0 | 124.5532 | 0.2 | 0 | 0 | 0 | 0 | 0 | 0 | 0 | 0 | 0 | 0 | 0 | 0 | 0 | 0 | 0 | 0 | 0 | 0
|  | 8404 | 12 | 388 | 4 | 351 | 17 | 1 | 51 | 1.39 | 4.32 | 262 | 98246 | 3.848 | 0 | 107.97 | 0.2 | 0 | 0 | 0 | 0 | 0 | 0 | 0 | 0 | 0 | 0 | 0 | 0 | 0 | 0 | 0 | 0 | 0 | 0
|  | 8405 | 12 | 389 | 5 | 351 | 17 | 1 | 51 | 1.3 | 4.41 | 267 | 98311 | 3.888 | 0 | 94.9725 | 0.2 | 0 | 0 | 0 | 0 | 0 | 0 | 0 | 0 | 0 | 0 | 0 | 0 | 0 | 0 | 0 | 0 | 0 | 0
|  | 8406 | 12 | 390 | 6 | 351 | 17 | 1 | 51 | 1.22 | 4.51 | 273 | 98377 | 3.929 | 0 | 83.7618 | 0.2 | 0 | 0 | 0 | 0 | 0 | 0 | 0 | 0 | 0 | 0 | 0 | 0 | 0 | 0 | 0 | 0 | 0 | 0
|  | 8407 | 12 | 391 | 7 | 351 | 17 | 1 | 51 | 1.14 | 4.61 | 278 | 98442 | 3.97 | 0 | 73.2613 | 0.2 | 0 | 0 | 0 | 0 | 0 | 0 | 0 | 0 | 0 | 0 | 0 | 0 | 0 | 0 | 0 | 0 | 0 | 0
|  | 8408 | 12 | 392 | 8 | 351 | 17 | 1 | 51 | 1.37 | 4.54 | 280 | 98563 | 3.994 | 0 | 62.7735 | 0.2 | 0 | 0 | 0 | 0 | 0 | 0 | 0 | 0 | 0 | 0 | 0 | 0 | 0 | 0 | 0 | 0 | 0 | 0
|  | 8409 | 12 | 393 | 9 | 351 | 17 | 1 | 51 | 1.61 | 4.47 | 282 | 98685 | 4.021 | 0.94756 | 51.7986 | 0.2 | 0 | 0 | 0 | 0 | 0 | 0 | 0 | 0 | 0 | 0 | 0 | 0 | 0 | 0 | 0 | 0 | 0 | 0
|  | 8410 | 12 | 394 | 10 | 351 | 17 | 1 | 51 | 1.84 | 4.4 | 284 | 98806 | 4.045 | 8.0689 | 39.9763 | 0.2 | 28.6637 | 28.6637 | 163.7101 | 28.6637 | 189.741 | 28.6637 | 28.6637 | 28.6637 | 32.2151 | 32.2151 | 148.7786 | 32.2151 | 167.1853 | 32.2151 | 32.2151 | 32.2151 | 58.5428 | 28.7433
|  | 8411 | 12 | 395 | 11 | 351 | 17 | 1 | 51 | 2.21 | 4.62 | 282 | 98875 | 3.972 | 13.5536 | 27.1184 | 0.2 | 35.109 | 35.109 | 45.6776 | 35.109 | 55.7454 | 35.109 | 35.109 | 35.109 | 53.2718 | 53.2718 | 64.6971 | 53.2718 | 71.8162 | 53.2718 | 53.2718 | 53.2718 | 68.1249 | 62.5357
|  | 8412 | 12 | 396 | 12 | 351 | 17 | 1 | 51 | 2.58 | 4.83 | 279 | 98943 | 3.892 | 16.984 | 13.2967 | 0.2 | 52.4897 | 52.4897 | 63.2301 | 52.4897 | 97.9366 | 52.4897 | 52.4897 | 52.4897 | 78.6619 | 78.6619 | 96.342 | 78.6619 | 120.8832 | 78.6619 | 81.1527 | 78.6619 | 106.1489 | 91.8859
|  | 8413 | 12 | 397 | 13 | 351 | 17 | 1 | 51 | 2.95 | 5.05 | 277 | 99012 | 3.806 | 18.0397 | -1.0967 | 0.2 | 86.8514 | 86.8514 | 86.8514 | 86.8514 | 562.4143 | 86.8514 | 95.9555 | 86.8514 | 97.8364 | 97.8364 | 200.9384 | 97.8364 | 543.6497 | 97.8364 | 213.8136 | 97.8364 | 248.3312 | 93.4188
|  | 8414 | 12 | 398 | 14 | 351 | 17 | 1 | 51 | 3.02 | 4.52 | 271 | 99094 | 3.924 | 16.611 | -15.4402 | 0.2 | 80.0748 | 80.0748 | 80.0748 | 80.0748 | 377.7333 | 80.0748 | 162.2884 | 80.0748 | 99.8405 | 99.8405 | 106.8474 | 99.8405 | 375.4575 | 99.8405 | 223.115 | 99.8405 | 194.6897 | 102.5668
|  | 8415 | 12 | 399 | 15 | 351 | 17 | 1 | 51 | 3.08 | 3.99 | 265 | 99176 | 4.042 | 12.8451 | -29.1332 | 0.2 | 55.7808 | 55.7808 | 55.7808 | 55.7808 | 701.0552 | 55.7808 | 415.4263 | 55.7808 | 51.589 | 51.589 | 51.589 | 51.589 | 626.9772 | 51.589 | 425.0071 | 51.589 | 210.1488 | 41.7014
|  | 8416 | 12 | 400 | 16 | 351 | 17 | 1 | 51 | 3.15 | 3.46 | 259 | 99258 | 4.162 | 7.0848 | -41.8314 | 0.2 | 38.0263 | 38.0263 | 38.0263 | 38.0263 | 373.3789 | 38.0263 | 338.1966 | 38.0263 | 45.4863 | 45.4863 | 45.4863 | 45.4863 | 322.1708 | 45.4863 | 297.2931 | 45.4863 | 101.546 | 45.6077
|  | 8417 | 12 | 401 | 17 | 351 | 17 | 1 | 51 | 2.88 | 3.04 | 254 | 99291 | 4.172 | 0 | -53.5081 | 0.2 | 0 | 0 | 0 | 0 | 0 | 0 | 0 | 0 | 0 | 0 | 0 | 0 | 0 | 0 | 0 | 0 | 0 | 0
|  | 8418 | 12 | 402 | 18 | 351 | 17 | 1 | 51 | 2.61 | 2.62 | 249 | 99324 | 4.181 | 0 | -64.3827 | 0.2 | 0 | 0 | 0 | 0 | 0 | 0 | 0 | 0 | 0 | 0 | 0 | 0 | 0 | 0 | 0 | 0 | 0 | 0
|  | 8419 | 12 | 403 | 19 | 351 | 17 | 1 | 51 | 2.34 | 2.19 | 244 | 99356 | 4.187 | 0 | -74.8366 | 0.2 | 0 | 0 | 0 | 0 | 0 | 0 | 0 | 0 | 0 | 0 | 0 | 0 | 0 | 0 | 0 | 0 | 0 | 0
|  | 8420 | 12 | 404 | 20 | 351 | 17 | 1 | 51 | 2.15 | 2.56 | 242 | 99360 | 4.156 | 0 | -85.3933 | 0.2 | 0 | 0 | 0 | 0 | 0 | 0 | 0 | 0 | 0 | 0 | 0 | 0 | 0 | 0 | 0 | 0 | 0 | 0
|  | 8421 | 12 | 405 | 21 | 351 | 17 | 1 | 51 | 1.96 | 2.92 | 240 | 99363 | 4.125 | 0 | -96.7923 | 0.2 | 0 | 0 | 0 | 0 | 0 | 0 | 0 | 0 | 0 | 0 | 0 | 0 | 0 | 0 | 0 | 0 | 0 | 0
|  | 8422 | 12 | 406 | 22 | 351 | 17 | 1 | 51 | 1.77 | 3.28 | 237 | 99366 | 4.094 | 0 | -110.1939 | 0.2 | 0 | 0 | 0 | 0 | 0 | 0 | 0 | 0 | 0 | 0 | 0 | 0 | 0 | 0 | 0 | 0 | 0 | 0
|  | 8423 | 12 | 407 | 23 | 351 | 17 | 1 | 51 | 1.92 | 3.17 | 239 | 99343 | 4.147 | 0 | -127.5399 | 0.2 | 0 | 0 | 0 | 0 | 0 | 0 | 0 | 0 | 0 | 0 | 0 | 0 | 0 | 0 | 0 | 0 | 0 | 0
|  | 8424 | 12 | 408 | 24 | 351 | 17 | 1 | 51 | 2.07 | 3.05 | 240 | 99320 | 4.199 | 0 | -151.5514 | 0.2 | 0 | 0 | 0 | 0 | 0 | 0 | 0 | 0 | 0 | 0 | 0 | 0 | 0 | 0 | 0 | 0 | 0 | 0
|  | 8425 | 12 | 409 | 1 | 352 | 18 | 2 | 51 | 2.22 | 2.94 | 242 | 99297 | 4.253 | 0 | 177.7932 | 0.2 | 0 | 0 | 0 | 0 | 0 | 0 | 0 | 0 | 0 | 0 | 0 | 0 | 0 | 0 | 0 | 0 | 0 | 0
|  | 8426 | 12 | 410 | 2 | 352 | 18 | 2 | 51 | 2.19 | 3.08 | 242 | 99297 | 4.216 | 0 | 147.5736 | 0.2 | 0 | 0 | 0 | 0 | 0 | 0 | 0 | 0 | 0 | 0 | 0 | 0 | 0 | 0 | 0 | 0 | 0 | 0
|  | 8427 | 12 | 411 | 3 | 352 | 18 | 2 | 51 | 2.15 | 3.21 | 242 | 99297 | 4.176 | 0 | 124.6627 | 0.2 | 0 | 0 | 0 | 0 | 0 | 0 | 0 | 0 | 0 | 0 | 0 | 0 | 0 | 0 | 0 | 0 | 0 | 0
|  | 8428 | 12 | 412 | 4 | 352 | 18 | 2 | 51 | 2.12 | 3.35 | 242 | 99297 | 4.139 | 0 | 108.0447 | 0.2 | 0 | 0 | 0 | 0 | 0 | 0 | 0 | 0 | 0 | 0 | 0 | 0 | 0 | 0 | 0 | 0 | 0 | 0
|  | 8429 | 12 | 413 | 5 | 352 | 18 | 2 | 51 | 1.99 | 3.06 | 243 | 99297 | 4.133 | 0 | 95.0314 | 0.2 | 0 | 0 | 0 | 0 | 0 | 0 | 0 | 0 | 0 | 0 | 0 | 0 | 0 | 0 | 0 | 0 | 0 | 0
|  | 8430 | 12 | 414 | 6 | 352 | 18 | 2 | 51 | 1.86 | 2.76 | 245 | 99297 | 4.126 | 0 | 83.8151 | 0.2 | 0 | 0 | 0 | 0 | 0 | 0 | 0 | 0 | 0 | 0 | 0 | 0 | 0 | 0 | 0 | 0 | 0 | 0
|  | 8431 | 12 | 415 | 7 | 352 | 18 | 2 | 51 | 1.73 | 2.47 | 247 | 99297 | 4.119 | 0 | 73.3149 | 0.2 | 0 | 0 | 0 | 0 | 0 | 0 | 0 | 0 | 0 | 0 | 0 | 0 | 0 | 0 | 0 | 0 | 0 | 0
|  | 8432 | 12 | 416 | 8 | 352 | 18 | 2 | 51 | 1.84 | 2.87 | 246 | 99353 | 4.158 | 0 | 62.8316 | 0.2 | 0 | 0 | 0 | 0 | 0 | 0 | 0 | 0 | 0 | 0 | 0 | 0 | 0 | 0 | 0 | 0 | 0 | 0
|  | 8433 | 12 | 417 | 9 | 352 | 18 | 2 | 51 | 1.95 | 3.27 | 246 | 99409 | 4.199 | 0.86113 | 51.8645 | 0.2 | 0 | 0 | 0 | 0 | 0 | 0 | 0 | 0 | 0 | 0 | 0 | 0 | 0 | 0 | 0 | 0 | 0 | 0
|  | 8434 | 12 | 418 | 10 | 352 | 18 | 2 | 51 | 2.06 | 3.67 | 246 | 99464 | 4.239 | 7.9911 | 40.0528 | 0.2 | 28.8068 | 28.8068 | 171.4496 | 28.8068 | 198.4837 | 28.8068 | 28.8068 | 28.8068 | 32.3122 | 32.3122 | 155.1798 | 32.3122 | 174.2958 | 32.3122 | 32.3122 | 32.3122 | 59.9719 | 28.8536
|  | 8435 | 12 | 419 | 11 | 352 | 18 | 2 | 51 | 2.3 | 3.66 | 247 | 99504 | 4.328 | 13.4877 | 27.2072 | 0.2 | 43.276 | 43.276 | 77.8613 | 43.276 | 110.5509 | 43.276 | 43.276 | 43.276 | 61.2559 | 61.2559 | 98.5407 | 61.2559 | 121.6557 | 61.2559 | 61.2559 | 61.2559 | 86.6303 | 68.487
|  | 8436 | 12 | 420 | 12 | 352 | 18 | 2 | 51 | 2.55 | 3.65 | 248 | 99543 | 4.422 | 16.9334 | 13.3973 | 0.2 | 70.2802 | 70.2802 | 227.0348 | 70.2802 | 728.4049 | 70.2802 | 70.2802 | 70.2802 | 66.3002 | 66.3002 | 322.7907 | 66.3002 | 677.3129 | 66.3002 | 101.1062 | 66.3002 | 260.7916 | 54.8138
|  | 8437 | 12 | 421 | 13 | 352 | 18 | 2 | 51 | 2.79 | 3.64 | 249 | 99582 | 4.514 | 18.0072 | -0.98768 | 0.2 | 63.4894 | 63.4894 | 63.4894 | 63.4894 | 139.2633 | 63.4894 | 64.7958 | 63.4894 | 94.0355 | 94.0355 | 110.531 | 94.0355 | 165.0349 | 94.0355 | 112.3784 | 94.0355 | 134.0205 | 109.3859
|  | 8438 | 12 | 422 | 14 | 352 | 18 | 2 | 51 | 2.65 | 2.94 | 252 | 99641 | 4.459 | 16.5975 | -15.3277 | 0.2 | 69.1999 | 69.1999 | 69.1999 | 69.1999 | 224.0347 | 69.1999 | 111.6383 | 69.1999 | 96.1666 | 96.1666 | 99.9953 | 96.1666 | 239.4886 | 96.1666 | 160.0123 | 96.1666 | 155.1783 | 107.3253
|  | 8439 | 12 | 423 | 15 | 352 | 18 | 2 | 51 | 2.51 | 2.23 | 255 | 99700 | 4.405 | 12.8495 | -29.0219 | 0.2 | 65.1307 | 65.1307 | 65.1307 | 65.1307 | 316.5244 | 65.1307 | 204.6059 | 65.1307 | 82.8886 | 82.8886 | 82.8886 | 82.8886 | 307.0217 | 82.8886 | 227.8833 | 82.8886 | 151.8244 | 86.2461
|  | 8440 | 12 | 424 | 16 | 352 | 18 | 2 | 51 | 2.37 | 1.53 | 258 | 99759 | 4.351 | 7.1047 | -41.7237 | 0.2 | 25.5271 | 25.5271 | 25.5271 | 25.5271 | 58.8414 | 25.5271 | 55.2338 | 25.5271 | 38.5544 | 38.5544 | 38.5544 | 38.5544 | 66.0451 | 38.5544 | 63.4941 | 38.5544 | 50.778 | 45.2146
|  | 8441 | 12 | 425 | 17 | 352 | 18 | 2 | 51 | 2.09 | 1.72 | 258 | 99831 | 4.26 | 0 | -53.4043 | 0.2 | 3.6261 | 3.6261 | 3.6261 | 3.6261 | 3.6683 | 3.6261 | 3.683 | 3.6261 | 5.771 | 5.771 | 5.771 | 5.771 | 5.8007 | 5.771 | 5.811 | 5.771 | 6.9938 | 6.9938
|  | 8442 | 12 | 426 | 18 | 352 | 18 | 2 | 51 | 1.81 | 1.91 | 260 | 99904 | 4.171 | 0 | -64.281 | 0.2 | 0 | 0 | 0 | 0 | 0 | 0 | 0 | 0 | 0 | 0 | 0 | 0 | 0 | 0 | 0 | 0 | 0 | 0
|  | 8443 | 12 | 427 | 19 | 352 | 18 | 2 | 51 | 1.53 | 2.1 | 260 | 99976 | 4.083 | 0 | -74.7338 | 0.2 | 0 | 0 | 0 | 0 | 0 | 0 | 0 | 0 | 0 | 0 | 0 | 0 | 0 | 0 | 0 | 0 | 0 | 0
|  | 8444 | 12 | 428 | 20 | 352 | 18 | 2 | 51 | 1.19 | 2.05 | 258 | 100031 | 3.98 | 0 | -85.2846 | 0.2 | 0 | 0 | 0 | 0 | 0 | 0 | 0 | 0 | 0 | 0 | 0 | 0 | 0 | 0 | 0 | 0 | 0 | 0
|  | 8445 | 12 | 429 | 21 | 352 | 18 | 2 | 51 | 0.84 | 2 | 256 | 100087 | 3.876 | 0 | -96.6705 | 0.2 | 0 | 0 | 0 | 0 | 0 | 0 | 0 | 0 | 0 | 0 | 0 | 0 | 0 | 0 | 0 | 0 | 0 | 0
|  | 8446 | 12 | 430 | 22 | 352 | 18 | 2 | 51 | 0.5 | 1.96 | 254 | 100143 | 3.778 | 0 | -110.048 | 0.2 | 0 | 0 | 0 | 0 | 0 | 0 | 0 | 0 | 0 | 0 | 0 | 0 | 0 | 0 | 0 | 0 | 0 | 0
|  | 8447 | 12 | 431 | 23 | 352 | 18 | 2 | 51 | 0.36 | 2.05 | 248 | 100149 | 3.729 | 0 | -127.3538 | 0.2 | 0 | 0 | 0 | 0 | 0 | 0 | 0 | 0 | 0 | 0 | 0 | 0 | 0 | 0 | 0 | 0 | 0 | 0
|  | 8448 | 12 | 432 | 24 | 352 | 18 | 2 | 51 | 0.22 | 2.14 | 242 | 100156 | 3.68 | 0 | -151.3162 | 0.2 | 0 | 0 | 0 | 0 | 0 | 0 | 0 | 0 | 0 | 0 | 0 | 0 | 0 | 0 | 0 | 0 | 0 | 0
|  | 8449 | 12 | 433 | 1 | 353 | 19 | 3 | 51 | 0.08 | 2.23 | 236 | 100162 | 3.632 | 0 | 178.0341 | 0.2 | 0 | 0 | 0 | 0 | 0 | 0 | 0 | 0 | 0 | 0 | 0 | 0 | 0 | 0 | 0 | 0 | 0 | 0
|  | 8450 | 12 | 434 | 2 | 353 | 19 | 3 | 51 | 0.07 | 2.36 | 234 | 100156 | 3.628 | 0 | 147.7541 | 0.2 | 0 | 0 | 0 | 0 | 0 | 0 | 0 | 0 | 0 | 0 | 0 | 0 | 0 | 0 | 0 | 0 | 0 | 0
|  | 8451 | 12 | 435 | 3 | 353 | 19 | 3 | 51 | 0.06 | 2.48 | 232 | 100149 | 3.625 | 0 | 124.7804 | 0.2 | 0 | 0 | 0 | 0 | 0 | 0 | 0 | 0 | 0 | 0 | 0 | 0 | 0 | 0 | 0 | 0 | 0 | 0
|  | 8452 | 12 | 436 | 4 | 353 | 19 | 3 | 51 | 0.05 | 2.61 | 231 | 100143 | 3.621 | 0 | 108.1272 | 0.2 | 0 | 0 | 0 | 0 | 0 | 0 | 0 | 0 | 0 | 0 | 0 | 0 | 0 | 0 | 0 | 0 | 0 | 0
|  | 8453 | 12 | 437 | 5 | 353 | 19 | 3 | 51 | -0.07 | 2.41 | 228 | 100156 | 3.577 | 0 | 95.0973 | 0.2 | 0 | 0 | 0 | 0 | 0 | 0 | 0 | 0 | 0 | 0 | 0 | 0 | 0 | 0 | 0 | 0 | 0 | 0
|  | 8454 | 12 | 438 | 6 | 353 | 19 | 3 | 51 | -0.19 | 2.22 | 225 | 100169 | 3.533 | 0 | 83.8745 | 0.2 | 0 | 0 | 0 | 0 | 0 | 0 | 0 | 0 | 0 | 0 | 0 | 0 | 0 | 0 | 0 | 0 | 0 | 0
|  | 8455 | 12 | 439 | 7 | 353 | 19 | 3 | 51 | -0.31 | 2.03 | 223 | 100182 | 3.491 | 0 | 73.374 | 0.2 | 0 | 0 | 0 | 0 | 0 | 0 | 0 | 0 | 0 | 0 | 0 | 0 | 0 | 0 | 0 | 0 | 0 | 0
|  | 8456 | 12 | 440 | 8 | 353 | 19 | 3 | 51 | -0.13 | 1.78 | 222 | 100238 | 3.528 | 0 | 62.8945 | 0.2 | 0 | 0 | 0 | 0 | 0 | 0 | 0 | 0 | 0 | 0 | 0 | 0 | 0 | 0 | 0 | 0 | 0 | 0
|  | 8457 | 12 | 441 | 9 | 353 | 19 | 3 | 51 | 0.06 | 1.53 | 221 | 100294 | 3.568 | 0.781 | 51.9346 | 0.2 | 0 | 0 | 0 | 0 | 0 | 0 | 0 | 0 | 0 | 0 | 0 | 0 | 0 | 0 | 0 | 0 | 0 | 0
|  | 8458 | 12 | 442 | 10 | 353 | 19 | 3 | 51 | 0.24 | 1.28 | 219 | 100349 | 3.606 | 7.9199 | 40.1329 | 0.2 | 9.7883 | 9.7883 | 9.7883 | 9.7883 | 9.7883 | 9.7883 | 9.7883 | 9.7883 | 15.6344 | 15.6344 | 15.6344 | 15.6344 | 15.6344 | 15.6344 | 15.6344 | 15.6344 | 19 | 19
|  | 8459 | 12 | 443 | 11 | 353 | 19 | 3 | 51 | 0.7 | 1.74 | 229 | 100366 | 3.613 | 13.4289 | 27.2985 | 0.2 | 28.5369 | 28.5369 | 29.3405 | 28.5369 | 30.094 | 28.5369 | 28.5369 | 28.5369 | 45.1913 | 45.1913 | 46.0553 | 45.1913 | 46.5881 | 45.1913 | 45.1913 | 45.1913 | 55 | 54.5816
|  | 8460 | 12 | 444 | 12 | 353 | 19 | 3 | 51 | 1.17 | 2.2 | 238 | 100382 | 3.619 | 16.8903 | 13.4991 | 0.2 | 30.2813 | 30.2813 | 30.2813 | 30.2813 | 30.2813 | 30.2813 | 30.2813 | 30.2813 | 48.0097 | 48.0097 | 48.0097 | 48.0097 | 48.0097 | 48.0097 | 48.0097 | 48.0097 | 58 | 58
|  | 8461 | 12 | 445 | 13 | 353 | 19 | 3 | 51 | 1.63 | 2.66 | 247 | 100398 | 3.617 | 17.9822 | -0.87882 | 0.2 | 43.0585 | 43.0585 | 43.0585 | 43.0585 | 50.0959 | 43.0585 | 43.1665 | 43.0585 | 67.8254 | 67.8254 | 69.3644 | 67.8254 | 74.4169 | 67.8254 | 69.517 | 67.8254 | 84 | 81.7156
|  | 8462 | 12 | 446 | 14 | 353 | 19 | 3 | 51 | 1.52 | 2.14 | 249 | 100395 | 3.603 | 16.5914 | -15.2167 | 0.2 | 86.9978 | 86.9978 | 86.9978 | 86.9978 | 428.8893 | 86.9978 | 179.9948 | 86.9978 | 106.6925 | 106.6925 | 115.581 | 106.6925 | 423.0937 | 106.6925 | 247.0988 | 106.6925 | 213.6154 | 108.048
|  | 8463 | 12 | 447 | 15 | 353 | 19 | 3 | 51 | 1.4 | 1.62 | 252 | 100392 | 3.586 | 12.861 | -28.9133 | 0.2 | 38.7299 | 38.7299 | 38.7299 | 38.7299 | 57.6422 | 38.7299 | 49.1757 | 38.7299 | 60.6437 | 60.6437 | 60.6437 | 60.6437 | 77.5047 | 60.6437 | 71.5181 | 60.6437 | 77.9015 | 72.9687
|  | 8464 | 12 | 448 | 16 | 353 | 19 | 3 | 51 | 1.29 | 1.1 | 255 | 100389 | 3.571 | 7.1312 | -41.6197 | 0.2 | 24.6627 | 24.6627 | 24.6627 | 24.6627 | 54.5045 | 24.6627 | 51.1759 | 24.6627 | 37.3113 | 37.3113 | 37.3113 | 37.3113 | 61.9441 | 37.3113 | 59.5904 | 37.3113 | 48.7796 | 43.7854
|  | 8465 | 12 | 449 | 17 | 353 | 19 | 3 | 51 | 0.56 | 1.45 | 244 | 100398 | 3.448 | 0 | -53.3049 | 0.2 | 5.0083 | 5.0083 | 5.0083 | 5.0083 | 8.1901 | 5.0083 | 9.2778 | 5.0083 | 7.8951 | 7.8951 | 7.8951 | 7.8951 | 10.1334 | 7.8951 | 10.9025 | 7.8951 | 9.5359 | 9.5359
|  | 8466 | 12 | 450 | 18 | 353 | 19 | 3 | 51 | -0.17 | 1.79 | 234 | 100408 | 3.327 | 0 | -64.1844 | 0.2 | 0 | 0 | 0 | 0 | 0 | 0 | 0 | 0 | 0 | 0 | 0 | 0 | 0 | 0 | 0 | 0 | 0 | 0
|  | 8467 | 12 | 451 | 19 | 353 | 19 | 3 | 51 | -0.91 | 2.14 | 224 | 100418 | 3.206 | 0 | -74.6366 | 0.2 | 0 | 0 | 0 | 0 | 0 | 0 | 0 | 0 | 0 | 0 | 0 | 0 | 0 | 0 | 0 | 0 | 0 | 0
|  | 8468 | 12 | 452 | 20 | 353 | 19 | 3 | 51 | -1.12 | 2.7 | 217 | 100392 | 3.146 | 0 | -85.1822 | 0.2 | 0 | 0 | 0 | 0 | 0 | 0 | 0 | 0 | 0 | 0 | 0 | 0 | 0 | 0 | 0 | 0 | 0 | 0
|  | 8469 | 12 | 453 | 21 | 353 | 19 | 3 | 51 | -1.33 | 3.27 | 210 | 100366 | 3.086 | 0 | -96.5559 | 0.2 | 0 | 0 | 0 | 0 | 0 | 0 | 0 | 0 | 0 | 0 | 0 | 0 | 0 | 0 | 0 | 0 | 0 | 0
|  | 8470 | 12 | 454 | 22 | 353 | 19 | 3 | 51 | -1.54 | 3.83 | 204 | 100339 | 3.028 | 0 | -109.9099 | 0.2 | 0 | 0 | 0 | 0 | 0 | 0 | 0 | 0 | 0 | 0 | 0 | 0 | 0 | 0 | 0 | 0 | 0 | 0
|  | 8471 | 12 | 455 | 23 | 353 | 19 | 3 | 51 | -1.41 | 4.12 | 201 | 100251 | 2.983 | 0 | -127.1758 | 0.2 | 0 | 0 | 0 | 0 | 0 | 0 | 0 | 0 | 0 | 0 | 0 | 0 | 0 | 0 | 0 | 0 | 0 | 0
|  | 8472 | 12 | 456 | 24 | 353 | 19 | 3 | 51 | -1.27 | 4.4 | 198 | 100162 | 2.938 | 0 | -151.0869 | 0.2 | 0 | 0 | 0 | 0 | 0 | 0 | 0 | 0 | 0 | 0 | 0 | 0 | 0 | 0 | 0 | 0 | 0 | 0
|  | 8473 | 12 | 457 | 1 | 354 | 20 | 4 | 51 | -1.14 | 4.69 | 195 | 100074 | 2.89 | 0 | 178.2758 | 0.2 | 0 | 0 | 0 | 0 | 0 | 0 | 0 | 0 | 0 | 0 | 0 | 0 | 0 | 0 | 0 | 0 | 0 | 0
|  | 8474 | 12 | 458 | 2 | 354 | 20 | 4 | 51 | -0.69 | 5.2 | 195 | 99969 | 2.932 | 0 | 147.9414 | 0.2 | 0 | 0 | 0 | 0 | 0 | 0 | 0 | 0 | 0 | 0 | 0 | 0 | 0 | 0 | 0 | 0 | 0 | 0
|  | 8475 | 12 | 459 | 3 | 354 | 20 | 4 | 51 | -0.23 | 5.71 | 194 | 99864 | 2.975 | 0 | 124.9065 | 0.2 | 0 | 0 | 0 | 0 | 0 | 0 | 0 | 0 | 0 | 0 | 0 | 0 | 0 | 0 | 0 | 0 | 0 | 0
|  | 8476 | 12 | 460 | 4 | 354 | 20 | 4 | 51 | 0.22 | 6.22 | 194 | 99759 | 3.015 | 0 | 108.2175 | 0.2 | 0 | 0 | 0 | 0 | 0 | 0 | 0 | 0 | 0 | 0 | 0 | 0 | 0 | 0 | 0 | 0 | 0 | 0
|  | 8477 | 12 | 461 | 5 | 354 | 20 | 4 | 51 | 0.33 | 6.07 | 197 | 99664 | 3.158 | 0 | 95.1701 | 0.2 | 0 | 0 | 0 | 0 | 0 | 0 | 0 | 0 | 0 | 0 | 0 | 0 | 0 | 0 | 0 | 0 | 0 | 0
|  | 8478 | 12 | 462 | 6 | 354 | 20 | 4 | 51 | 0.44 | 5.93 | 199 | 99569 | 3.304 | 0 | 83.9402 | 0.2 | 0 | 0 | 0 | 0 | 0 | 0 | 0 | 0 | 0 | 0 | 0 | 0 | 0 | 0 | 0 | 0 | 0 | 0
|  | 8479 | 12 | 463 | 7 | 354 | 20 | 4 | 51 | 0.56 | 5.78 | 202 | 99474 | 3.454 | 0 | 73.4386 | 0.2 | 0 | 0 | 0 | 0 | 0 | 0 | 0 | 0 | 0 | 0 | 0 | 0 | 0 | 0 | 0 | 0 | 0 | 0
|  | 8480 | 12 | 464 | 8 | 354 | 20 | 4 | 51 | 1.18 | 5.2 | 207 | 99435 | 3.768 | 0 | 62.9624 | 0.2 | 0 | 0 | 0 | 0 | 0 | 0 | 0 | 0 | 0 | 0 | 0 | 0 | 0 | 0 | 0 | 0 | 0 | 0
|  | 8481 | 12 | 465 | 9 | 354 | 20 | 4 | 51 | 1.79 | 4.61 | 212 | 99396 | 4.1 | 0.70717 | 52.0091 | 0.2 | 0 | 0 | 0 | 0 | 0 | 0 | 0 | 0 | 0 | 0 | 0 | 0 | 0 | 0 | 0 | 0 | 0 | 0
|  | 8482 | 12 | 466 | 10 | 354 | 20 | 4 | 51 | 2.41 | 4.03 | 217 | 99356 | 4.457 | 7.8556 | 40.2165 | 0.2 | 16.5859 | 16.5859 | 34.2025 | 16.5859 | 37.4202 | 16.5859 | 16.5859 | 16.5859 | 23.7707 | 23.7707 | 38.8894 | 23.7707 | 41.1646 | 23.7707 | 23.7707 | 23.7707 | 30.3654 | 26.601
|  | 8483 | 12 | 467 | 11 | 354 | 20 | 4 | 51 | 2.94 | 3.77 | 225 | 99347 | 4.629 | 13.3772 | 27.3924 | 0.2 | 20.7752 | 20.7752 | 20.7752 | 20.7752 | 20.7752 | 20.7752 | 20.7752 | 20.7752 | 33.0334 | 33.0334 | 33.0334 | 33.0334 | 33.0334 | 33.0334 | 33.0334 | 33.0334 | 40 | 40
|  | 8484 | 12 | 468 | 12 | 354 | 20 | 4 | 51 | 3.46 | 3.51 | 232 | 99337 | 4.803 | 16.8546 | 13.6021 | 0.2 | 59.6804 | 59.6804 | 82.6742 | 59.6804 | 154.71 | 59.6804 | 59.6804 | 59.6804 | 83.9838 | 83.9838 | 121.1879 | 83.9838 | 172.1249 | 83.9838 | 88.6697 | 83.9838 | 123.4113 | 93.7905
|  | 8485 | 12 | 469 | 13 | 354 | 20 | 4 | 51 | 3.99 | 3.26 | 240 | 99327 | 4.987 | 17.9648 | -0.77011 | 0.2 | 72.6607 | 72.6607 | 72.6607 | 72.6607 | 233.0073 | 72.6607 | 74.8161 | 72.6607 | 100.625 | 100.625 | 135.8673 | 100.625 | 250.7735 | 100.625 | 138.9154 | 100.625 | 164.0807 | 112.0852
|  | 8486 | 12 | 470 | 14 | 354 | 20 | 4 | 51 | 3.89 | 3.09 | 246 | 99405 | 4.957 | 16.5927 | -15.1073 | 0.2 | 44.171 | 44.171 | 44.171 | 44.171 | 55.2261 | 44.171 | 47.1554 | 44.171 | 69.4239 | 69.4239 | 69.7263 | 69.4239 | 79.6538 | 69.4239 | 73.9469 | 69.4239 | 87 | 83.5879
|  | 8487 | 12 | 471 | 15 | 354 | 20 | 4 | 51 | 3.8 | 2.92 | 252 | 99484 | 4.932 | 12.8796 | -28.8074 | 0.2 | 32.2404 | 32.2404 | 32.2404 | 32.2404 | 38.5284 | 32.2404 | 35.6983 | 32.2404 | 50.8675 | 50.8675 | 50.8675 | 50.8675 | 56.4739 | 50.8675 | 54.4728 | 50.8675 | 63 | 61.3592
|  | 8488 | 12 | 472 | 16 | 354 | 20 | 4 | 51 | 3.7 | 2.76 | 258 | 99563 | 4.903 | 7.1643 | -41.5195 | 0.2 | 28.4142 | 28.4142 | 28.4142 | 28.4142 | 86.3518 | 28.4142 | 79.7081 | 28.4142 | 40.7073 | 40.7073 | 40.7073 | 40.7073 | 88.5531 | 40.7073 | 83.8553 | 40.7073 | 55.5602 | 45.8336
|  | 8489 | 12 | 473 | 17 | 354 | 20 | 4 | 51 | 3.76 | 2.74 | 266 | 99648 | 4.876 | 0 | -53.21 | 0.2 | 7.4303 | 7.4303 | 7.4303 | 7.4303 | 32.0687 | 7.4303 | 40.3771 | 7.4303 | 9.5636 | 9.5636 | 9.5636 | 9.5636 | 26.9185 | 9.5636 | 32.7934 | 9.5636 | 9.5305 | 9.5305
|  | 8490 | 12 | 474 | 18 | 354 | 20 | 4 | 51 | 3.82 | 2.71 | 274 | 99733 | 4.849 | 0 | -64.0928 | 0.2 | 0 | 0 | 0 | 0 | 0 | 0 | 0 | 0 | 0 | 0 | 0 | 0 | 0 | 0 | 0 | 0 | 0 | 0
|  | 8491 | 12 | 475 | 19 | 354 | 20 | 4 | 51 | 3.87 | 2.69 | 282 | 99818 | 4.818 | 0 | -74.5452 | 0.2 | 0 | 0 | 0 | 0 | 0 | 0 | 0 | 0 | 0 | 0 | 0 | 0 | 0 | 0 | 0 | 0 | 0 | 0
|  | 8492 | 12 | 476 | 20 | 354 | 20 | 4 | 51 | 3.72 | 2.67 | 284 | 99897 | 4.767 | 0 | -85.0862 | 0.2 | 0 | 0 | 0 | 0 | 0 | 0 | 0 | 0 | 0 | 0 | 0 | 0 | 0 | 0 | 0 | 0 | 0 | 0
|  | 8493 | 12 | 477 | 21 | 354 | 20 | 4 | 51 | 3.57 | 2.65 | 285 | 99976 | 4.716 | 0 | -96.4483 | 0.2 | 0 | 0 | 0 | 0 | 0 | 0 | 0 | 0 | 0 | 0 | 0 | 0 | 0 | 0 | 0 | 0 | 0 | 0
|  | 8494 | 12 | 478 | 22 | 354 | 20 | 4 | 51 | 3.42 | 2.63 | 286 | 100054 | 4.666 | 0 | -109.7798 | 0.2 | 0 | 0 | 0 | 0 | 0 | 0 | 0 | 0 | 0 | 0 | 0 | 0 | 0 | 0 | 0 | 0 | 0 | 0
|  | 8495 | 12 | 479 | 23 | 354 | 20 | 4 | 51 | 3.33 | 2.64 | 282 | 100097 | 4.632 | 0 | -127.0061 | 0.2 | 0 | 0 | 0 | 0 | 0 | 0 | 0 | 0 | 0 | 0 | 0 | 0 | 0 | 0 | 0 | 0 | 0 | 0
|  | 8496 | 12 | 480 | 24 | 354 | 20 | 4 | 51 | 3.25 | 2.65 | 279 | 100140 | 4.603 | 0 | -150.8637 | 0.2 | 0 | 0 | 0 | 0 | 0 | 0 | 0 | 0 | 0 | 0 | 0 | 0 | 0 | 0 | 0 | 0 | 0 | 0
|  | 8497 | 12 | 481 | 1 | 355 | 21 | 5 | 51 | 3.16 | 2.66 | 276 | 100182 | 4.57 | 0 | 178.5182 | 0.2 | 0 | 0 | 0 | 0 | 0 | 0 | 0 | 0 | 0 | 0 | 0 | 0 | 0 | 0 | 0 | 0 | 0 | 0
|  | 8498 | 12 | 482 | 2 | 355 | 21 | 5 | 51 | 3 | 2.67 | 271 | 100238 | 4.515 | 0 | 148.1355 | 0.2 | 0 | 0 | 0 | 0 | 0 | 0 | 0 | 0 | 0 | 0 | 0 | 0 | 0 | 0 | 0 | 0 | 0 | 0
|  | 8499 | 12 | 483 | 3 | 355 | 21 | 5 | 51 | 2.85 | 2.67 | 266 | 100294 | 4.464 | 0 | 125.0408 | 0.2 | 0 | 0 | 0 | 0 | 0 | 0 | 0 | 0 | 0 | 0 | 0 | 0 | 0 | 0 | 0 | 0 | 0 | 0
|  | 8500 | 12 | 484 | 4 | 355 | 21 | 5 | 51 | 2.69 | 2.68 | 262 | 100349 | 4.41 | 0 | 108.3155 | 0.2 | 0 | 0 | 0 | 0 | 0 | 0 | 0 | 0 | 0 | 0 | 0 | 0 | 0 | 0 | 0 | 0 | 0 | 0
|  | 8501 | 12 | 485 | 5 | 355 | 21 | 5 | 51 | 2.48 | 2.54 | 257 | 100339 | 4.358 | 0 | 95.2498 | 0.2 | 0 | 0 | 0 | 0 | 0 | 0 | 0 | 0 | 0 | 0 | 0 | 0 | 0 | 0 | 0 | 0 | 0 | 0
|  | 8502 | 12 | 486 | 6 | 355 | 21 | 5 | 51 | 2.28 | 2.4 | 253 | 100330 | 4.309 | 0 | 84.012 | 0.2 | 0 | 0 | 0 | 0 | 0 | 0 | 0 | 0 | 0 | 0 | 0 | 0 | 0 | 0 | 0 | 0 | 0 | 0
|  | 8503 | 12 | 487 | 7 | 355 | 21 | 5 | 51 | 2.08 | 2.26 | 249 | 100320 | 4.261 | 0 | 73.5087 | 0.2 | 0 | 0 | 0 | 0 | 0 | 0 | 0 | 0 | 0 | 0 | 0 | 0 | 0 | 0 | 0 | 0 | 0 | 0
|  | 8504 | 12 | 488 | 8 | 355 | 21 | 5 | 51 | 2.25 | 2.7 | 245 | 100326 | 4.344 | 0 | 63.0352 | 0.2 | 0 | 0 | 0 | 0 | 0 | 0 | 0 | 0 | 0 | 0 | 0 | 0 | 0 | 0 | 0 | 0 | 0 | 0
|  | 8505 | 12 | 489 | 9 | 355 | 21 | 5 | 51 | 2.42 | 3.14 | 241 | 100333 | 4.428 | 0.63963 | 52.0879 | 0.2 | 0 | 0 | 0 | 0 | 0 | 0 | 0 | 0 | 0 | 0 | 0 | 0 | 0 | 0 | 0 | 0 | 0 | 0
|  | 8506 | 12 | 490 | 10 | 355 | 21 | 5 | 51 | 2.59 | 3.57 | 236 | 100339 | 4.513 | 7.7979 | 40.3036 | 0.2 | 17.62 | 17.62 | 36.9469 | 17.62 | 40.4067 | 17.62 | 17.62 | 17.62 | 25.2576 | 25.2576 | 41.8172 | 25.2576 | 44.2636 | 25.2576 | 25.2576 | 25.2576 | 32.3704 | 28.2785
|  | 8507 | 12 | 491 | 11 | 355 | 21 | 5 | 51 | 2.79 | 3.49 | 236 | 100320 | 4.537 | 13.3328 | 27.4887 | 0.2 | 29.0042 | 29.0042 | 30.0928 | 29.0042 | 31.0965 | 29.0042 | 29.0042 | 29.0042 | 45.91 | 45.91 | 47.075 | 45.91 | 47.7847 | 45.91 | 45.91 | 45.91 | 56 | 55.441
|  | 8508 | 12 | 492 | 12 | 355 | 21 | 5 | 51 | 2.98 | 3.41 | 235 | 100300 | 4.556 | 16.8264 | 13.7065 | 0.2 | 39.086 | 39.086 | 40.3933 | 39.086 | 44.4461 | 39.086 | 39.086 | 39.086 | 61.6557 | 61.6557 | 63.7599 | 61.6557 | 66.6257 | 61.6557 | 61.9111 | 61.6557 | 76 | 74.3315
|  | 8509 | 12 | 493 | 13 | 355 | 21 | 5 | 51 | 3.18 | 3.32 | 234 | 100280 | 4.579 | 17.9549 | -0.66152 | 0.2 | 44.4591 | 44.4591 | 44.4591 | 44.4591 | 52.8764 | 44.4591 | 44.5563 | 44.4591 | 69.9698 | 69.9698 | 71.8299 | 69.9698 | 77.8506 | 69.9698 | 71.9674 | 69.9698 | 87 | 84.2722
|  | 8510 | 12 | 494 | 14 | 355 | 21 | 5 | 51 | 3.3 | 3.17 | 234 | 100277 | 4.618 | 16.6014 | -14.9994 | 0.2 | 39.0475 | 39.0475 | 39.0475 | 39.0475 | 44.747 | 39.0475 | 40.5746 | 39.0475 | 61.5831 | 61.5831 | 61.7472 | 61.5831 | 66.8572 | 61.5831 | 63.9069 | 61.5831 | 76 | 74.2408
|  | 8511 | 12 | 495 | 15 | 355 | 21 | 5 | 51 | 3.41 | 3.01 | 233 | 100274 | 4.654 | 12.9053 | -28.7043 | 0.2 | 36.8514 | 36.8514 | 36.8514 | 36.8514 | 49.2708 | 36.8514 | 43.652 | 36.8514 | 57.9119 | 57.9119 | 57.9119 | 57.9119 | 68.9879 | 57.9119 | 65.0148 | 57.9119 | 73 | 69.7556
|  | 8512 | 12 | 496 | 16 | 355 | 21 | 5 | 51 | 3.53 | 2.86 | 232 | 100271 | 4.693 | 7.2042 | -41.4229 | 0.2 | 38.7557 | 38.7557 | 38.7557 | 38.7557 | 365.1854 | 38.7557 | 326.774 | 38.7557 | 47.2094 | 47.2094 | 47.2094 | 47.2094 | 316.94 | 47.2094 | 289.779 | 47.2094 | 103.185 | 48.1582
|  | 8513 | 12 | 497 | 17 | 355 | 21 | 5 | 51 | 3.49 | 2.77 | 230 | 100297 | 4.704 | 0 | -53.1195 | 0.2 | 7.5812 | 7.5812 | 7.5812 | 7.5812 | 65.5834 | 7.5812 | 84.8877 | 7.5812 | 9.7595 | 9.7595 | 9.7595 | 9.7595 | 50.6762 | 9.7595 | 64.3264 | 9.7595 | 9.7918 | 9.7918
|  | 8514 | 12 | 498 | 18 | 355 | 21 | 5 | 51 | 3.44 | 2.68 | 228 | 100323 | 4.712 | 0 | -64.0063 | 0.2 | 0 | 0 | 0 | 0 | 0 | 0 | 0 | 0 | 0 | 0 | 0 | 0 | 0 | 0 | 0 | 0 | 0 | 0
|  | 8515 | 12 | 499 | 19 | 355 | 21 | 5 | 51 | 3.39 | 2.59 | 226 | 100349 | 4.72 | 0 | -74.4593 | 0.2 | 0 | 0 | 0 | 0 | 0 | 0 | 0 | 0 | 0 | 0 | 0 | 0 | 0 | 0 | 0 | 0 | 0 | 0
|  | 8516 | 12 | 500 | 20 | 355 | 21 | 5 | 51 | 3.4 | 2.37 | 230 | 100389 | 4.733 | 0 | -84.9964 | 0.2 | 0 | 0 | 0 | 0 | 0 | 0 | 0 | 0 | 0 | 0 | 0 | 0 | 0 | 0 | 0 | 0 | 0 | 0
|  | 8517 | 12 | 501 | 21 | 355 | 21 | 5 | 51 | 3.42 | 2.14 | 234 | 100428 | 4.749 | 0 | -96.3479 | 0.2 | 0 | 0 | 0 | 0 | 0 | 0 | 0 | 0 | 0 | 0 | 0 | 0 | 0 | 0 | 0 | 0 | 0 | 0
|  | 8518 | 12 | 502 | 22 | 355 | 21 | 5 | 51 | 3.43 | 1.92 | 239 | 100467 | 4.763 | 0 | -109.6577 | 0.2 | 0 | 0 | 0 | 0 | 0 | 0 | 0 | 0 | 0 | 0 | 0 | 0 | 0 | 0 | 0 | 0 | 0 | 0
|  | 8519 | 12 | 503 | 23 | 355 | 21 | 5 | 51 | 3.66 | 1.98 | 241 | 100493 | 4.848 | 0 | -126.8447 | 0.2 | 0 | 0 | 0 | 0 | 0 | 0 | 0 | 0 | 0 | 0 | 0 | 0 | 0 | 0 | 0 | 0 | 0 | 0
|  | 8520 | 12 | 504 | 24 | 355 | 21 | 5 | 51 | 3.9 | 2.04 | 242 | 100520 | 4.939 | 0 | -150.6466 | 0.2 | 0 | 0 | 0 | 0 | 0 | 0 | 0 | 0 | 0 | 0 | 0 | 0 | 0 | 0 | 0 | 0 | 0 | 0
|  | 8521 | 12 | 505 | 1 | 356 | 22 | 6 | 51 | 4.13 | 2.1 | 244 | 100546 | 5.027 | 0 | 178.761 | 0.2 | 0 | 0 | 0 | 0 | 0 | 0 | 0 | 0 | 0 | 0 | 0 | 0 | 0 | 0 | 0 | 0 | 0 | 0
|  | 8522 | 12 | 506 | 2 | 356 | 22 | 6 | 51 | 3.83 | 2.22 | 242 | 100608 | 4.917 | 0 | 148.3364 | 0.2 | 0 | 0 | 0 | 0 | 0 | 0 | 0 | 0 | 0 | 0 | 0 | 0 | 0 | 0 | 0 | 0 | 0 | 0
|  | 8523 | 12 | 507 | 3 | 356 | 22 | 6 | 51 | 3.53 | 2.34 | 239 | 100670 | 4.809 | 0 | 125.1836 | 0.2 | 0 | 0 | 0 | 0 | 0 | 0 | 0 | 0 | 0 | 0 | 0 | 0 | 0 | 0 | 0 | 0 | 0 | 0
|  | 8524 | 12 | 508 | 4 | 356 | 22 | 6 | 51 | 3.23 | 2.47 | 237 | 100733 | 4.704 | 0 | 108.4214 | 0.2 | 0 | 0 | 0 | 0 | 0 | 0 | 0 | 0 | 0 | 0 | 0 | 0 | 0 | 0 | 0 | 0 | 0 | 0
|  | 8525 | 12 | 509 | 5 | 356 | 22 | 6 | 51 | 3.4 | 2.66 | 233 | 100739 | 4.761 | 0 | 95.3366 | 0.2 | 0 | 0 | 0 | 0 | 0 | 0 | 0 | 0 | 0 | 0 | 0 | 0 | 0 | 0 | 0 | 0 | 0 | 0
|  | 8526 | 12 | 510 | 6 | 356 | 22 | 6 | 51 | 3.58 | 2.85 | 230 | 100746 | 4.822 | 0 | 84.09 | 0.2 | 0 | 0 | 0 | 0 | 0 | 0 | 0 | 0 | 0 | 0 | 0 | 0 | 0 | 0 | 0 | 0 | 0 | 0
|  | 8527 | 12 | 511 | 7 | 356 | 22 | 6 | 51 | 3.76 | 3.03 | 227 | 100752 | 4.884 | 0 | 73.5845 | 0.2 | 0 | 0 | 0 | 0 | 0 | 0 | 0 | 0 | 0 | 0 | 0 | 0 | 0 | 0 | 0 | 0 | 0 | 0
|  | 8528 | 12 | 512 | 8 | 356 | 22 | 6 | 51 | 4.17 | 3.23 | 225 | 100759 | 5.031 | 0 | 63.113 | 0.2 | 0 | 0 | 0 | 0 | 0 | 0 | 0 | 0 | 0 | 0 | 0 | 0 | 0 | 0 | 0 | 0 | 0 | 0
|  | 8529 | 12 | 513 | 9 | 356 | 22 | 6 | 51 | 4.59 | 3.43 | 224 | 100765 | 5.186 | 0.57838 | 52.171 | 0.2 | 0 | 0 | 0 | 0 | 0 | 0 | 0 | 0 | 0 | 0 | 0 | 0 | 0 | 0 | 0 | 0 | 0 | 0
|  | 8530 | 12 | 514 | 10 | 356 | 22 | 6 | 51 | 5 | 3.63 | 223 | 100772 | 5.341 | 7.7471 | 40.3942 | 0.2 | 7.1882 | 7.1882 | 7.1882 | 7.1882 | 7.1882 | 7.1882 | 7.1882 | 7.1882 | 11.5029 | 11.5029 | 11.5029 | 11.5029 | 11.5029 | 11.5029 | 11.5029 | 11.5029 | 14 | 14
|  | 8531 | 12 | 515 | 11 | 356 | 22 | 6 | 51 | 5.49 | 3.43 | 225 | 100746 | 5.536 | 13.2955 | 27.5877 | 0.2 | 28.0368 | 28.0368 | 28.7348 | 28.0368 | 29.3726 | 28.0368 | 28.0368 | 28.0368 | 44.4102 | 44.4102 | 45.1556 | 44.4102 | 45.6066 | 44.4102 | 44.4102 | 44.4102 | 54 | 53.6439
|  | 8532 | 12 | 516 | 12 | 356 | 22 | 6 | 51 | 5.98 | 3.22 | 228 | 100719 | 5.738 | 16.8057 | 13.8121 | 0.2 | 28.6867 | 28.6867 | 28.6867 | 28.6867 | 28.6867 | 28.6867 | 28.6867 | 28.6867 | 45.5064 | 45.5064 | 45.5064 | 45.5064 | 45.5064 | 45.5064 | 45.5064 | 45.5064 | 55 | 55
|  | 8533 | 12 | 517 | 13 | 356 | 22 | 6 | 51 | 6.47 | 3.02 | 230 | 100693 | 5.947 | 17.9527 | -0.55302 | 0.2 | 39.2634 | 39.2634 | 39.2634 | 39.2634 | 43.1387 | 39.2634 | 39.3008 | 39.2634 | 61.9876 | 61.9876 | 62.849 | 61.9876 | 65.6157 | 61.9876 | 62.9019 | 61.9876 | 76 | 74.7443
|  | 8534 | 12 | 518 | 14 | 356 | 22 | 6 | 51 | 6.64 | 2.64 | 236 | 100697 | 6.015 | 16.6176 | -14.893 | 0.2 | 31.8453 | 31.8453 | 31.8453 | 31.8453 | 32.0921 | 31.8453 | 31.911 | 31.8453 | 50.4532 | 50.4532 | 50.4607 | 50.4532 | 50.6816 | 50.4532 | 50.5535 | 50.4532 | 61 | 60.9238
|  | 8535 | 12 | 519 | 15 | 356 | 22 | 6 | 51 | 6.8 | 2.26 | 241 | 100700 | 6.078 | 12.9382 | -28.6038 | 0.2 | 19.7238 | 19.7238 | 19.7238 | 19.7238 | 19.7238 | 19.7238 | 19.7238 | 19.7238 | 31.3728 | 31.3728 | 31.3728 | 31.3728 | 31.3728 | 31.3728 | 31.3728 | 31.3728 | 38 | 38
|  | 8536 | 12 | 520 | 16 | 356 | 22 | 6 | 51 | 6.97 | 1.88 | 246 | 100703 | 6.148 | 7.2507 | -41.33 | 0.2 | 14 | 14 | 14 | 14 | 14 | 14 | 14 | 14 | 22.2811 | 22.2811 | 22.2811 | 22.2811 | 22.2811 | 22.2811 | 22.2811 | 22.2811 | 27 | 27
|  | 8537 | 12 | 521 | 17 | 356 | 22 | 6 | 51 | 7 | 1.65 | 251 | 100752 | 6.153 | 0 | -53.0334 | 0.2 | 8.6455 | 8.6455 | 8.6455 | 8.6455 | 36.6188 | 8.6455 | 45.8124 | 8.6455 | 11.6129 | 11.6129 | 11.6129 | 11.6129 | 31.3789 | 11.6129 | 37.8798 | 11.6129 | 11.9932 | 11.9932
|  | 8538 | 12 | 522 | 18 | 356 | 22 | 6 | 51 | 7.03 | 1.43 | 255 | 100801 | 6.158 | 0 | -63.9248 | 0.2 | 0 | 0 | 0 | 0 | 0 | 0 | 0 | 0 | 0 | 0 | 0 | 0 | 0 | 0 | 0 | 0 | 0 | 0
|  | 8539 | 12 | 523 | 19 | 356 | 22 | 6 | 51 | 7.06 | 1.2 | 260 | 100851 | 6.163 | 0 | -74.3791 | 0.2 | 0 | 0 | 0 | 0 | 0 | 0 | 0 | 0 | 0 | 0 | 0 | 0 | 0 | 0 | 0 | 0 | 0 | 0
|  | 8540 | 12 | 524 | 20 | 356 | 22 | 6 | 51 | 6.92 | 1.41 | 259 | 100890 | 6.11 | 0 | -84.913 | 0.2 | 0 | 0 | 0 | 0 | 0 | 0 | 0 | 0 | 0 | 0 | 0 | 0 | 0 | 0 | 0 | 0 | 0 | 0
|  | 8541 | 12 | 525 | 21 | 356 | 22 | 6 | 51 | 6.77 | 1.61 | 258 | 100929 | 6.054 | 0 | -96.2545 | 0.2 | 0 | 0 | 0 | 0 | 0 | 0 | 0 | 0 | 0 | 0 | 0 | 0 | 0 | 0 | 0 | 0 | 0 | 0
|  | 8542 | 12 | 526 | 22 | 356 | 22 | 6 | 51 | 6.63 | 1.82 | 258 | 100969 | 6.003 | 0 | -109.5434 | 0.2 | 0 | 0 | 0 | 0 | 0 | 0 | 0 | 0 | 0 | 0 | 0 | 0 | 0 | 0 | 0 | 0 | 0 | 0
|  | 8543 | 12 | 527 | 23 | 356 | 22 | 6 | 51 | 6.63 | 1.64 | 256 | 100982 | 6.004 | 0 | -126.6916 | 0.2 | 0 | 0 | 0 | 0 | 0 | 0 | 0 | 0 | 0 | 0 | 0 | 0 | 0 | 0 | 0 | 0 | 0 | 0
|  | 8544 | 12 | 528 | 24 | 356 | 22 | 6 | 51 | 6.62 | 1.46 | 254 | 100995 | 6.001 | 0 | -150.4358 | 0.2 | 0 | 0 | 0 | 0 | 0 | 0 | 0 | 0 | 0 | 0 | 0 | 0 | 0 | 0 | 0 | 0 | 0 | 0
|  | 8545 | 12 | 529 | 1 | 357 | 23 | 7 | 51 | 6.62 | 1.28 | 253 | 101008 | 6.003 | 0 | 179.0042 | 0.2 | 0 | 0 | 0 | 0 | 0 | 0 | 0 | 0 | 0 | 0 | 0 | 0 | 0 | 0 | 0 | 0 | 0 | 0
|  | 8546 | 12 | 530 | 2 | 357 | 23 | 7 | 51 | 6.78 | 1.31 | 250 | 101008 | 6.04 | 0 | 148.544 | 0.2 | 0 | 0 | 0 | 0 | 0 | 0 | 0 | 0 | 0 | 0 | 0 | 0 | 0 | 0 | 0 | 0 | 0 | 0
|  | 8547 | 12 | 531 | 3 | 357 | 23 | 7 | 51 | 6.95 | 1.33 | 247 | 101008 | 6.082 | 0 | 125.3346 | 0.2 | 0 | 0 | 0 | 0 | 0 | 0 | 0 | 0 | 0 | 0 | 0 | 0 | 0 | 0 | 0 | 0 | 0 | 0
|  | 8548 | 12 | 532 | 4 | 357 | 23 | 7 | 51 | 7.11 | 1.35 | 244 | 101008 | 6.119 | 0 | 108.5351 | 0.2 | 0 | 0 | 0 | 0 | 0 | 0 | 0 | 0 | 0 | 0 | 0 | 0 | 0 | 0 | 0 | 0 | 0 | 0
|  | 8549 | 12 | 533 | 5 | 357 | 23 | 7 | 51 | 6.81 | 1.43 | 243 | 100991 | 5.989 | 0 | 95.4303 | 0.2 | 0 | 0 | 0 | 0 | 0 | 0 | 0 | 0 | 0 | 0 | 0 | 0 | 0 | 0 | 0 | 0 | 0 | 0
|  | 8550 | 12 | 534 | 6 | 357 | 23 | 7 | 51 | 6.51 | 1.52 | 241 | 100975 | 5.861 | 0 | 84.1743 | 0.2 | 0 | 0 | 0 | 0 | 0 | 0 | 0 | 0 | 0 | 0 | 0 | 0 | 0 | 0 | 0 | 0 | 0 | 0
|  | 8551 | 12 | 535 | 7 | 357 | 23 | 7 | 51 | 6.22 | 1.6 | 240 | 100959 | 5.739 | 0 | 73.6658 | 0.2 | 0 | 0 | 0 | 0 | 0 | 0 | 0 | 0 | 0 | 0 | 0 | 0 | 0 | 0 | 0 | 0 | 0 | 0
|  | 8552 | 12 | 536 | 8 | 357 | 23 | 7 | 51 | 6.29 | 2.08 | 240 | 100955 | 5.753 | 0 | 63.1958 | 0.2 | 0 | 0 | 0 | 0 | 0 | 0 | 0 | 0 | 0 | 0 | 0 | 0 | 0 | 0 | 0 | 0 | 0 | 0
|  | 8553 | 12 | 537 | 9 | 357 | 23 | 7 | 51 | 6.36 | 2.56 | 240 | 100952 | 5.765 | 0.52341 | 52.2585 | 0.2 | 0 | 0 | 0 | 0 | 0 | 0 | 0 | 0 | 0 | 0 | 0 | 0 | 0 | 0 | 0 | 0 | 0 | 0
|  | 8554 | 12 | 538 | 10 | 357 | 23 | 7 | 51 | 6.43 | 3.03 | 240 | 100949 | 5.778 | 7.7029 | 40.4885 | 0.2 | 17.6709 | 17.6709 | 55.7403 | 17.6709 | 62.2625 | 17.6709 | 17.6709 | 17.6709 | 23.5523 | 23.5523 | 56.0791 | 23.5523 | 60.6911 | 23.5523 | 23.5523 | 23.5523 | 32.7585 | 24.8281
|  | 8555 | 12 | 539 | 11 | 357 | 23 | 7 | 51 | 6.72 | 2.81 | 239 | 100896 | 5.784 | 13.2654 | 27.6892 | 0.2 | 30.4267 | 30.4267 | 32.2674 | 30.4267 | 33.9344 | 30.4267 | 30.4267 | 30.4267 | 48.1041 | 48.1041 | 50.0661 | 48.1041 | 51.2448 | 48.1041 | 48.1041 | 48.1041 | 59 | 58.0661
|  | 8556 | 12 | 540 | 12 | 357 | 23 | 7 | 51 | 7.02 | 2.58 | 237 | 100844 | 5.791 | 16.7925 | 13.9192 | 0.2 | 41.432 | 41.432 | 43.3242 | 41.432 | 49.067 | 41.432 | 41.432 | 41.432 | 65.2548 | 65.2548 | 68.2713 | 65.2548 | 72.3321 | 65.2548 | 65.5953 | 65.2548 | 81 | 78.6262
|  | 8557 | 12 | 541 | 13 | 357 | 23 | 7 | 51 | 7.31 | 2.36 | 236 | 100792 | 5.791 | 17.958 | -0.44456 | 0.2 | 56.0124 | 56.0124 | 56.0124 | 56.0124 | 84.6816 | 56.0124 | 56.2348 | 56.0124 | 87.2433 | 87.2433 | 93.6566 | 87.2433 | 114.0861 | 87.2433 | 93.9712 | 87.2433 | 114.0102 | 104.718
|  | 8558 | 12 | 542 | 14 | 357 | 23 | 7 | 51 | 7.36 | 2.35 | 234 | 100703 | 5.822 | 16.6413 | -14.7881 | 0.2 | 53.3599 | 53.3599 | 53.3599 | 53.3599 | 83.079 | 53.3599 | 61.2054 | 53.3599 | 83.0866 | 83.0866 | 84.0354 | 83.0866 | 110.5976 | 83.0866 | 95.1306 | 83.0866 | 108.9216 | 99.7343
|  | 8559 | 12 | 543 | 15 | 357 | 23 | 7 | 51 | 7.4 | 2.35 | 233 | 100615 | 5.851 | 12.9781 | -28.5061 | 0.2 | 38.2278 | 38.2278 | 38.2278 | 38.2278 | 52.5148 | 38.2278 | 45.987 | 38.2278 | 60.0096 | 60.0096 | 60.0096 | 60.0096 | 72.7616 | 60.0096 | 68.1457 | 60.0096 | 76 | 72.2531
|  | 8560 | 12 | 544 | 16 | 357 | 23 | 7 | 51 | 7.45 | 2.34 | 232 | 100526 | 5.883 | 7.3039 | -41.2407 | 0.2 | 18.5386 | 18.5386 | 18.5386 | 18.5386 | 21.4598 | 18.5386 | 21.0996 | 18.5386 | 29.3687 | 29.3687 | 29.3687 | 29.3687 | 31.7863 | 29.3687 | 31.5316 | 29.3687 | 36 | 35.5021
|  | 8561 | 12 | 545 | 17 | 357 | 23 | 7 | 51 | 6.71 | 2.44 | 232 | 100477 | 5.627 | 0.038857 | -52.9517 | 0.2 | 5.0154 | 5.0154 | 5.0154 | 5.0154 | 8.0944 | 5.0154 | 9.0942 | 5.0154 | 7.9095 | 7.9095 | 7.9095 | 7.9095 | 10.0891 | 7.9095 | 10.7961 | 7.9095 | 9.5581 | 9.5546
|  | 8562 | 12 | 546 | 18 | 357 | 23 | 7 | 51 | 5.97 | 2.53 | 232 | 100428 | 5.381 | 0 | -63.8484 | 0.2 | 0 | 0 | 0 | 0 | 0 | 0 | 0 | 0 | 0 | 0 | 0 | 0 | 0 | 0 | 0 | 0 | 0 | 0
|  | 8563 | 12 | 547 | 19 | 357 | 23 | 7 | 51 | 5.22 | 2.62 | 232 | 100379 | 5.14 | 0 | -74.3046 | 0.2 | 0 | 0 | 0 | 0 | 0 | 0 | 0 | 0 | 0 | 0 | 0 | 0 | 0 | 0 | 0 | 0 | 0 | 0
|  | 8564 | 12 | 548 | 20 | 357 | 23 | 7 | 51 | 5.15 | 2.69 | 234 | 100339 | 5.097 | 0 | -84.8359 | 0.2 | 0 | 0 | 0 | 0 | 0 | 0 | 0 | 0 | 0 | 0 | 0 | 0 | 0 | 0 | 0 | 0 | 0 | 0
|  | 8565 | 12 | 549 | 21 | 357 | 23 | 7 | 51 | 5.09 | 2.77 | 235 | 100300 | 5.059 | 0 | -96.1682 | 0.2 | 0 | 0 | 0 | 0 | 0 | 0 | 0 | 0 | 0 | 0 | 0 | 0 | 0 | 0 | 0 | 0 | 0 | 0
|  | 8566 | 12 | 550 | 22 | 357 | 23 | 7 | 51 | 5.02 | 2.84 | 236 | 100261 | 5.016 | 0 | -109.4371 | 0.2 | 0 | 0 | 0 | 0 | 0 | 0 | 0 | 0 | 0 | 0 | 0 | 0 | 0 | 0 | 0 | 0 | 0 | 0
|  | 8567 | 12 | 551 | 23 | 357 | 23 | 7 | 51 | 5.34 | 3.99 | 234 | 100179 | 5.165 | 0 | -126.5468 | 0.2 | 0 | 0 | 0 | 0 | 0 | 0 | 0 | 0 | 0 | 0 | 0 | 0 | 0 | 0 | 0 | 0 | 0 | 0
|  | 8568 | 12 | 552 | 24 | 357 | 23 | 7 | 51 | 5.66 | 5.13 | 232 | 100097 | 5.317 | 0 | -150.2314 | 0.2 | 0 | 0 | 0 | 0 | 0 | 0 | 0 | 0 | 0 | 0 | 0 | 0 | 0 | 0 | 0 | 0 | 0 | 0
|  | 8569 | 12 | 553 | 1 | 358 | 24 | 1 | 52 | 5.98 | 6.28 | 230 | 100015 | 5.474 | 0 | 179.2475 | 0.2 | 0 | 0 | 0 | 0 | 0 | 0 | 0 | 0 | 0 | 0 | 0 | 0 | 0 | 0 | 0 | 0 | 0 | 0
|  | 8570 | 12 | 554 | 2 | 358 | 24 | 1 | 52 | 6.35 | 6.23 | 236 | 100008 | 5.649 | 0 | 148.7582 | 0.2 | 0 | 0 | 0 | 0 | 0 | 0 | 0 | 0 | 0 | 0 | 0 | 0 | 0 | 0 | 0 | 0 | 0 | 0
|  | 8571 | 12 | 555 | 3 | 358 | 24 | 1 | 52 | 6.71 | 6.18 | 242 | 100002 | 5.824 | 0 | 125.494 | 0.2 | 0 | 0 | 0 | 0 | 0 | 0 | 0 | 0 | 0 | 0 | 0 | 0 | 0 | 0 | 0 | 0 | 0 | 0
|  | 8572 | 12 | 556 | 4 | 358 | 24 | 1 | 52 | 7.08 | 6.14 | 248 | 99995 | 6.008 | 0 | 108.6568 | 0.2 | 0 | 0 | 0 | 0 | 0 | 0 | 0 | 0 | 0 | 0 | 0 | 0 | 0 | 0 | 0 | 0 | 0 | 0
|  | 8573 | 12 | 557 | 5 | 358 | 24 | 1 | 52 | 6.04 | 6.36 | 260 | 100162 | 5.557 | 0 | 95.5311 | 0.2 | 0 | 0 | 0 | 0 | 0 | 0 | 0 | 0 | 0 | 0 | 0 | 0 | 0 | 0 | 0 | 0 | 0 | 0
|  | 8574 | 12 | 558 | 6 | 358 | 24 | 1 | 52 | 5.01 | 6.58 | 272 | 100330 | 5.141 | 0 | 84.2649 | 0.2 | 0 | 0 | 0 | 0 | 0 | 0 | 0 | 0 | 0 | 0 | 0 | 0 | 0 | 0 | 0 | 0 | 0 | 0
|  | 8575 | 12 | 559 | 7 | 358 | 24 | 1 | 52 | 3.98 | 6.8 | 284 | 100497 | 4.753 | 0 | 73.7527 | 0.2 | 0 | 0 | 0 | 0 | 0 | 0 | 0 | 0 | 0 | 0 | 0 | 0 | 0 | 0 | 0 | 0 | 0 | 0
|  | 8576 | 12 | 560 | 8 | 358 | 24 | 1 | 52 | 3.88 | 6.18 | 282 | 100638 | 4.711 | 0 | 63.2836 | 0.2 | 0 | 0 | 0 | 0 | 0 | 0 | 0 | 0 | 0 | 0 | 0 | 0 | 0 | 0 | 0 | 0 | 0 | 0
|  | 8577 | 12 | 561 | 9 | 358 | 24 | 1 | 52 | 3.79 | 5.57 | 280 | 100778 | 4.673 | 0.47472 | 52.3503 | 0.2 | 0 | 0 | 0 | 0 | 0 | 0 | 0 | 0 | 0 | 0 | 0 | 0 | 0 | 0 | 0 | 0 | 0 | 0
|  | 8578 | 12 | 562 | 10 | 358 | 24 | 1 | 52 | 3.69 | 4.95 | 278 | 100919 | 4.631 | 7.6655 | 40.5864 | 0.2 | 21.2788 | 21.2788 | 101.6719 | 21.2788 | 115.1202 | 21.2788 | 21.2788 | 21.2788 | 25.4946 | 25.4946 | 94.1013 | 25.4946 | 103.6107 | 25.4946 | 25.4946 | 25.4946 | 40.9176 | 24.2861
|  | 8579 | 12 | 563 | 11 | 358 | 24 | 1 | 52 | 3.83 | 4.71 | 282 | 100991 | 4.625 | 13.2424 | 27.7934 | 0.2 | 47.6868 | 47.6868 | 112.4976 | 47.6868 | 170.6459 | 47.6868 | 47.6868 | 47.6868 | 63.031 | 63.031 | 131.9882 | 63.031 | 173.1052 | 63.031 | 63.031 | 63.031 | 99.5817 | 66.8722
|  | 8580 | 12 | 564 | 12 | 358 | 24 | 1 | 52 | 3.97 | 4.46 | 287 | 101064 | 4.619 | 16.7868 | 14.0276 | 0.2 | 19.7062 | 19.7062 | 19.7062 | 19.7062 | 19.7062 | 19.7062 | 19.7062 | 19.7062 | 31.3604 | 31.3604 | 31.3604 | 31.3604 | 31.3604 | 31.3604 | 31.3604 | 31.3604 | 38 | 38
|  | 8581 | 12 | 565 | 13 | 358 | 24 | 1 | 52 | 4.11 | 4.22 | 291 | 101136 | 4.612 | 17.9709 | -0.33613 | 0.2 | 30.2707 | 30.2707 | 30.2707 | 30.2707 | 30.2707 | 30.2707 | 30.2707 | 30.2707 | 48.0022 | 48.0022 | 48.0022 | 48.0022 | 48.0022 | 48.0022 | 48.0022 | 48.0022 | 58 | 58
|  | 8582 | 12 | 566 | 14 | 358 | 24 | 1 | 52 | 3.93 | 4.25 | 289 | 101237 | 4.522 | 16.6724 | -14.6846 | 0.2 | 41.4088 | 41.4088 | 41.4088 | 41.4088 | 49.2531 | 41.4088 | 43.4645 | 41.4088 | 65.211 | 65.211 | 65.4747 | 65.211 | 72.475 | 65.211 | 68.3819 | 65.211 | 81 | 78.5714
|  | 8583 | 12 | 567 | 15 | 358 | 24 | 1 | 52 | 3.74 | 4.28 | 286 | 101339 | 4.43 | 13.0253 | -28.411 | 0.2 | 25.0215 | 25.0215 | 25.0215 | 25.0215 | 25.0215 | 25.0215 | 25.0215 | 25.0215 | 39.7047 | 39.7047 | 39.7047 | 39.7047 | 39.7047 | 39.7047 | 39.7047 | 39.7047 | 48 | 48
|  | 8584 | 12 | 568 | 16 | 358 | 24 | 1 | 52 | 3.56 | 4.3 | 284 | 101440 | 4.344 | 7.3638 | -41.1551 | 0.2 | 19.4919 | 19.4919 | 19.4919 | 19.4919 | 23.7456 | 19.4919 | 23.2099 | 19.4919 | 30.8438 | 30.8438 | 30.8438 | 30.8438 | 34.3679 | 30.8438 | 33.9891 | 30.8438 | 38 | 37.2699
|  | 8585 | 12 | 569 | 17 | 358 | 24 | 1 | 52 | 3.17 | 3.46 | 277 | 101490 | 4.275 | 0.10838 | -52.8745 | 0.2 | 5.0278 | 5.0278 | 5.0278 | 5.0278 | 7.8881 | 5.0278 | 8.8063 | 5.0278 | 7.9345 | 7.9345 | 7.9345 | 7.9345 | 9.9633 | 7.9345 | 10.6126 | 7.9345 | 9.5959 | 9.587
|  | 8586 | 12 | 570 | 18 | 358 | 24 | 1 | 52 | 2.78 | 2.61 | 270 | 101539 | 4.206 | 0 | -63.7769 | 0.2 | 0 | 0 | 0 | 0 | 0 | 0 | 0 | 0 | 0 | 0 | 0 | 0 | 0 | 0 | 0 | 0 | 0 | 0
|  | 8587 | 12 | 571 | 19 | 358 | 24 | 1 | 52 | 2.39 | 1.77 | 264 | 101588 | 4.138 | 0 | -74.2357 | 0.2 | 0 | 0 | 0 | 0 | 0 | 0 | 0 | 0 | 0 | 0 | 0 | 0 | 0 | 0 | 0 | 0 | 0 | 0
|  | 8588 | 12 | 572 | 20 | 358 | 24 | 1 | 52 | 1.95 | 1.91 | 261 | 101624 | 4.026 | 0 | -84.765 | 0.2 | 0 | 0 | 0 | 0 | 0 | 0 | 0 | 0 | 0 | 0 | 0 | 0 | 0 | 0 | 0 | 0 | 0 | 0
|  | 8589 | 12 | 573 | 21 | 358 | 24 | 1 | 52 | 1.51 | 2.06 | 257 | 101660 | 3.917 | 0 | -96.089 | 0.2 | 0 | 0 | 0 | 0 | 0 | 0 | 0 | 0 | 0 | 0 | 0 | 0 | 0 | 0 | 0 | 0 | 0 | 0
|  | 8590 | 12 | 574 | 22 | 358 | 24 | 1 | 52 | 1.07 | 2.21 | 254 | 101696 | 3.81 | 0 | -109.3386 | 0.2 | 0 | 0 | 0 | 0 | 0 | 0 | 0 | 0 | 0 | 0 | 0 | 0 | 0 | 0 | 0 | 0 | 0 | 0
|  | 8591 | 12 | 575 | 23 | 358 | 24 | 1 | 52 | 0.88 | 2.22 | 248 | 101703 | 3.763 | 0 | -126.4103 | 0.2 | 0 | 0 | 0 | 0 | 0 | 0 | 0 | 0 | 0 | 0 | 0 | 0 | 0 | 0 | 0 | 0 | 0 | 0
|  | 8592 | 12 | 576 | 24 | 358 | 24 | 1 | 52 | 0.69 | 2.23 | 241 | 101709 | 3.716 | 0 | -150.0335 | 0.2 | 0 | 0 | 0 | 0 | 0 | 0 | 0 | 0 | 0 | 0 | 0 | 0 | 0 | 0 | 0 | 0 | 0 | 0
|  | 8593 | 12 | 577 | 1 | 359 | 25 | 2 | 52 | 0.5 | 2.23 | 235 | 101716 | 3.67 | 0 | 179.4907 | 0.2 | 0 | 0 | 0 | 0 | 0 | 0 | 0 | 0 | 0 | 0 | 0 | 0 | 0 | 0 | 0 | 0 | 0 | 0
|  | 8594 | 12 | 578 | 2 | 359 | 25 | 2 | 52 | 0.62 | 2.51 | 232 | 101748 | 3.723 | 0 | 148.9789 | 0.2 | 0 | 0 | 0 | 0 | 0 | 0 | 0 | 0 | 0 | 0 | 0 | 0 | 0 | 0 | 0 | 0 | 0 | 0
|  | 8595 | 12 | 579 | 3 | 359 | 25 | 2 | 52 | 0.75 | 2.8 | 228 | 101781 | 3.779 | 0 | 125.6617 | 0.2 | 0 | 0 | 0 | 0 | 0 | 0 | 0 | 0 | 0 | 0 | 0 | 0 | 0 | 0 | 0 | 0 | 0 | 0
|  | 8596 | 12 | 580 | 4 | 359 | 25 | 2 | 52 | 0.87 | 3.08 | 225 | 101814 | 3.834 | 0 | 108.7863 | 0.2 | 0 | 0 | 0 | 0 | 0 | 0 | 0 | 0 | 0 | 0 | 0 | 0 | 0 | 0 | 0 | 0 | 0 | 0
|  | 8597 | 12 | 581 | 5 | 359 | 25 | 2 | 52 | 0.84 | 3.41 | 221 | 101817 | 3.784 | 0 | 95.6389 | 0.2 | 0 | 0 | 0 | 0 | 0 | 0 | 0 | 0 | 0 | 0 | 0 | 0 | 0 | 0 | 0 | 0 | 0 | 0
|  | 8598 | 12 | 582 | 6 | 359 | 25 | 2 | 52 | 0.81 | 3.75 | 218 | 101821 | 3.735 | 0 | 84.3617 | 0.2 | 0 | 0 | 0 | 0 | 0 | 0 | 0 | 0 | 0 | 0 | 0 | 0 | 0 | 0 | 0 | 0 | 0 | 0
|  | 8599 | 12 | 583 | 7 | 359 | 25 | 2 | 52 | 0.78 | 4.08 | 214 | 101824 | 3.686 | 0 | 73.8453 | 0.2 | 0 | 0 | 0 | 0 | 0 | 0 | 0 | 0 | 0 | 0 | 0 | 0 | 0 | 0 | 0 | 0 | 0 | 0
|  | 8600 | 12 | 584 | 8 | 359 | 25 | 2 | 52 | 1.04 | 4.23 | 212 | 101847 | 3.737 | 0 | 63.3764 | 0.2 | 0 | 0 | 0 | 0 | 0 | 0 | 0 | 0 | 0 | 0 | 0 | 0 | 0 | 0 | 0 | 0 | 0 | 0
|  | 8601 | 12 | 585 | 9 | 359 | 25 | 2 | 52 | 1.31 | 4.38 | 210 | 101870 | 3.793 | 0.43229 | 52.4466 | 0.2 | 0 | 0 | 0 | 0 | 0 | 0 | 0 | 0 | 0 | 0 | 0 | 0 | 0 | 0 | 0 | 0 | 0 | 0
|  | 8602 | 12 | 586 | 10 | 359 | 25 | 2 | 52 | 1.57 | 4.52 | 208 | 101893 | 3.845 | 7.6348 | 40.6879 | 0.2 | 28.0318 | 28.0318 | 173.4789 | 28.0318 | 197.2021 | 28.0318 | 28.0318 | 28.0318 | 30.9166 | 30.9166 | 154.9099 | 30.9166 | 171.6847 | 30.9166 | 30.9166 | 30.9166 | 56.8018 | 26.8958
|  | 8603 | 12 | 587 | 11 | 359 | 25 | 2 | 52 | 2.23 | 4.28 | 211 | 101902 | 4.022 | 13.2266 | 27.9002 | 0.2 | 47.2104 | 47.2104 | 111.8043 | 47.2104 | 169.2061 | 47.2104 | 47.2104 | 47.2104 | 62.372 | 62.372 | 130.9888 | 62.372 | 171.578 | 62.372 | 62.372 | 62.372 | 98.5909 | 66.146
|  | 8604 | 12 | 588 | 12 | 359 | 25 | 2 | 52 | 2.9 | 4.04 | 215 | 101912 | 4.208 | 16.7885 | 14.1374 | 0.2 | 21.8101 | 21.8101 | 21.8101 | 21.8101 | 21.8101 | 21.8101 | 21.8101 | 21.8101 | 34.6824 | 34.6824 | 34.6824 | 34.6824 | 34.6824 | 34.6824 | 34.6824 | 34.6824 | 42 | 42
|  | 8605 | 12 | 589 | 13 | 359 | 25 | 2 | 52 | 3.56 | 3.79 | 219 | 101922 | 4.399 | 17.9914 | -0.22769 | 0.2 | 68.0545 | 68.0545 | 68.0545 | 68.0545 | 187.2775 | 68.0545 | 68.5283 | 68.0545 | 95.2833 | 95.2833 | 122.3264 | 95.2833 | 206.9648 | 95.2833 | 122.9964 | 95.2833 | 145.0585 | 106.34
|  | 8606 | 12 | 590 | 14 | 359 | 25 | 2 | 52 | 3.97 | 3.77 | 220 | 101919 | 4.493 | 16.711 | -14.5824 | 0.2 | 58.9588 | 58.9588 | 58.9588 | 58.9588 | 125.7739 | 58.9588 | 76.341 | 58.9588 | 87.6423 | 87.6423 | 90.0076 | 87.6423 | 149.544 | 87.6423 | 114.5896 | 87.6423 | 122.8049 | 102.0777
|  | 8607 | 12 | 591 | 15 | 359 | 25 | 2 | 52 | 4.37 | 3.74 | 222 | 101916 | 4.586 | 13.0795 | -28.3185 | 0.2 | 44.8456 | 44.8456 | 44.8456 | 44.8456 | 91.1826 | 44.8456 | 69.8148 | 44.8456 | 67.2378 | 67.2378 | 67.2378 | 67.2378 | 108.6502 | 67.2378 | 93.5409 | 67.2378 | 90.8059 | 78.5769
|  | 8608 | 12 | 592 | 16 | 359 | 25 | 2 | 52 | 4.78 | 3.71 | 223 | 101912 | 4.683 | 7.4305 | -41.0731 | 0.2 | 40.2924 | 40.2924 | 40.2924 | 40.2924 | 206.8152 | 40.2924 | 185.4217 | 40.2924 | 52.6814 | 52.6814 | 52.6814 | 52.6814 | 190.8012 | 52.6814 | 175.6737 | 52.6814 | 84.1609 | 55.3528
|  | 8609 | 12 | 593 | 17 | 359 | 25 | 2 | 52 | 4.22 | 3.6 | 222 | 101952 | 4.562 | 0.18416 | -52.8015 | 0.2 | 8.3535 | 8.3535 | 8.3535 | 8.3535 | 115.8548 | 8.3535 | 149.9892 | 8.3535 | 11.0836 | 11.0836 | 11.0836 | 11.0836 | 87.5026 | 11.0836 | 111.6393 | 11.0836 | 12.1248 | 11.5533
|  | 8610 | 12 | 594 | 18 | 359 | 25 | 2 | 52 | 3.66 | 3.49 | 222 | 101991 | 4.443 | 0 | -63.7105 | 0.2 | 0 | 0 | 0 | 0 | 0 | 0 | 0 | 0 | 0 | 0 | 0 | 0 | 0 | 0 | 0 | 0 | 0 | 0
|  | 8611 | 12 | 595 | 19 | 359 | 25 | 2 | 52 | 3.1 | 3.38 | 221 | 102030 | 4.325 | 0 | -74.1724 | 0.2 | 0 | 0 | 0 | 0 | 0 | 0 | 0 | 0 | 0 | 0 | 0 | 0 | 0 | 0 | 0 | 0 | 0 | 0
|  | 8612 | 12 | 596 | 20 | 359 | 25 | 2 | 52 | 2.89 | 3.01 | 220 | 102073 | 4.272 | 0 | -84.7005 | 0.2 | 0 | 0 | 0 | 0 | 0 | 0 | 0 | 0 | 0 | 0 | 0 | 0 | 0 | 0 | 0 | 0 | 0 | 0
|  | 8613 | 12 | 597 | 21 | 359 | 25 | 2 | 52 | 2.67 | 2.64 | 220 | 102115 | 4.216 | 0 | -96.0168 | 0.2 | 0 | 0 | 0 | 0 | 0 | 0 | 0 | 0 | 0 | 0 | 0 | 0 | 0 | 0 | 0 | 0 | 0 | 0
|  | 8614 | 12 | 598 | 22 | 359 | 25 | 2 | 52 | 2.46 | 2.28 | 219 | 102158 | 4.164 | 0 | -109.2481 | 0.2 | 0 | 0 | 0 | 0 | 0 | 0 | 0 | 0 | 0 | 0 | 0 | 0 | 0 | 0 | 0 | 0 | 0 | 0
|  | 8615 | 12 | 599 | 23 | 359 | 25 | 2 | 52 | 2.5 | 2.04 | 220 | 102171 | 4.195 | 0 | -126.2822 | 0.2 | 0 | 0 | 0 | 0 | 0 | 0 | 0 | 0 | 0 | 0 | 0 | 0 | 0 | 0 | 0 | 0 | 0 | 0
|  | 8616 | 12 | 600 | 24 | 359 | 25 | 2 | 52 | 2.53 | 1.8 | 221 | 102184 | 4.224 | 0 | -149.8422 | 0.2 | 0 | 0 | 0 | 0 | 0 | 0 | 0 | 0 | 0 | 0 | 0 | 0 | 0 | 0 | 0 | 0 | 0 | 0
|  | 8617 | 12 | 601 | 1 | 360 | 26 | 3 | 52 | 2.57 | 1.56 | 222 | 102197 | 4.256 | 0 | 179.7337 | 0.2 | 0 | 0 | 0 | 0 | 0 | 0 | 0 | 0 | 0 | 0 | 0 | 0 | 0 | 0 | 0 | 0 | 0 | 0
|  | 8618 | 12 | 602 | 2 | 360 | 26 | 3 | 52 | 2.69 | 1.7 | 219 | 102194 | 4.289 | 0 | 149.2059 | 0.2 | 0 | 0 | 0 | 0 | 0 | 0 | 0 | 0 | 0 | 0 | 0 | 0 | 0 | 0 | 0 | 0 | 0 | 0
|  | 8619 | 12 | 603 | 3 | 360 | 26 | 3 | 52 | 2.81 | 1.84 | 217 | 102191 | 4.323 | 0 | 125.8376 | 0.2 | 0 | 0 | 0 | 0 | 0 | 0 | 0 | 0 | 0 | 0 | 0 | 0 | 0 | 0 | 0 | 0 | 0 | 0
|  | 8620 | 12 | 604 | 4 | 360 | 26 | 3 | 52 | 2.93 | 1.99 | 215 | 102188 | 4.357 | 0 | 108.9236 | 0.2 | 0 | 0 | 0 | 0 | 0 | 0 | 0 | 0 | 0 | 0 | 0 | 0 | 0 | 0 | 0 | 0 | 0 | 0
|  | 8621 | 12 | 605 | 5 | 360 | 26 | 3 | 52 | 2.55 | 1.93 | 210 | 102184 | 4.24 | 0 | 95.7538 | 0.2 | 0 | 0 | 0 | 0 | 0 | 0 | 0 | 0 | 0 | 0 | 0 | 0 | 0 | 0 | 0 | 0 | 0 | 0
|  | 8622 | 12 | 606 | 6 | 360 | 26 | 3 | 52 | 2.18 | 1.88 | 205 | 102181 | 4.13 | 0 | 84.4648 | 0.2 | 0 | 0 | 0 | 0 | 0 | 0 | 0 | 0 | 0 | 0 | 0 | 0 | 0 | 0 | 0 | 0 | 0 | 0
|  | 8623 | 12 | 607 | 7 | 360 | 26 | 3 | 52 | 1.81 | 1.82 | 201 | 102178 | 4.021 | 0 | 73.9434 | 0.2 | 0 | 0 | 0 | 0 | 0 | 0 | 0 | 0 | 0 | 0 | 0 | 0 | 0 | 0 | 0 | 0 | 0 | 0
|  | 8624 | 12 | 608 | 8 | 360 | 26 | 3 | 52 | 2.18 | 2.06 | 201 | 102207 | 4.084 | 0 | 63.4742 | 0.2 | 0 | 0 | 0 | 0 | 0 | 0 | 0 | 0 | 0 | 0 | 0 | 0 | 0 | 0 | 0 | 0 | 0 | 0
|  | 8625 | 12 | 609 | 9 | 360 | 26 | 3 | 52 | 2.56 | 2.3 | 202 | 102237 | 4.15 | 0.3961 | 52.5472 | 0.2 | 0 | 0 | 0 | 0 | 0 | 0 | 0 | 0 | 0 | 0 | 0 | 0 | 0 | 0 | 0 | 0 | 0 | 0
|  | 8626 | 12 | 610 | 10 | 360 | 26 | 3 | 52 | 2.93 | 2.54 | 202 | 102266 | 4.214 | 7.6109 | 40.793 | 0.2 | 25.8249 | 25.8249 | 149.4334 | 25.8249 | 169.062 | 25.8249 | 25.8249 | 25.8249 | 28.9609 | 28.9609 | 134.2416 | 28.9609 | 148.1212 | 28.9609 | 28.9609 | 28.9609 | 50.8974 | 25.6165
|  | 8627 | 12 | 611 | 11 | 360 | 26 | 3 | 52 | 4.48 | 2.25 | 214 | 102250 | 4.587 | 13.218 | 28.0097 | 0.2 | 46.6208 | 46.6208 | 108.7 | 46.6208 | 163.3273 | 46.6208 | 46.6208 | 46.6208 | 61.6789 | 61.6789 | 127.5303 | 61.6789 | 166.1577 | 61.6789 | 61.6789 | 61.6789 | 96.4663 | 65.4177
|  | 8628 | 12 | 612 | 12 | 360 | 26 | 3 | 52 | 6.04 | 1.97 | 226 | 102233 | 4.988 | 16.7976 | 14.2487 | 0.2 | 79.1476 | 79.1476 | 182.2888 | 79.1476 | 485.3058 | 79.1476 | 79.1476 | 79.1476 | 90.3708 | 90.3708 | 252.7514 | 90.3708 | 467.0168 | 90.3708 | 106.8877 | 90.3708 | 212.9511 | 86.4515
|  | 8629 | 12 | 613 | 13 | 360 | 26 | 3 | 52 | 7.59 | 1.68 | 238 | 102217 | 5.409 | 18.0195 | -0.11919 | 0.2 | 67.8609 | 67.8609 | 67.8609 | 67.8609 | 863.0426 | 67.8609 | 69.5151 | 67.8609 | 56.3382 | 56.3382 | 238.0759 | 56.3382 | 801.524 | 56.3382 | 240.4153 | 56.3382 | 300.2503 | 41.5802
|  | 8630 | 12 | 614 | 14 | 360 | 26 | 3 | 52 | 7.38 | 1.41 | 191 | 102191 | 5.436 | 16.7571 | -14.4817 | 0.2 | 79.236 | 79.236 | 79.236 | 79.236 | 334.0659 | 79.236 | 145.0525 | 79.236 | 100.0342 | 100.0342 | 109.5313 | 100.0342 | 336.2625 | 100.0342 | 202.6098 | 100.0342 | 182.367 | 103.1196
|  | 8631 | 12 | 615 | 15 | 360 | 26 | 3 | 52 | 7.17 | 1.14 | 143 | 102165 | 5.462 | 13.141 | -28.2286 | 0.2 | 66.2635 | 66.2635 | 66.2635 | 66.2635 | 320.6705 | 66.2635 | 202.8391 | 66.2635 | 84.1695 | 84.1695 | 84.1695 | 84.1695 | 311.7296 | 84.1695 | 228.4102 | 84.1695 | 154.8696 | 87.4581
|  | 8632 | 12 | 616 | 16 | 360 | 26 | 3 | 52 | 6.96 | 0.87 | 96 | 102138 | 5.485 | 7.5039 | -40.9946 | 0.2 | 39.483 | 39.483 | 39.483 | 39.483 | 182.424 | 39.483 | 163.7162 | 39.483 | 51.7882 | 51.7882 | 51.7882 | 51.7882 | 170.5022 | 51.7882 | 157.2738 | 51.7882 | 79.2503 | 54.3044
|  | 8633 | 12 | 617 | 17 | 360 | 26 | 3 | 52 | 5.97 | 0.84 | 102 | 102145 | 5.256 | 0.26623 | -52.733 | 0.2 | 8.4904 | 8.4904 | 8.4904 | 8.4904 | 76.0651 | 8.4904 | 97.3009 | 8.4904 | 11.1611 | 11.1611 | 11.1611 | 11.1611 | 59.3103 | 11.1611 | 74.3263 | 11.1611 | 12.0253 | 11.5067
|  | 8634 | 12 | 618 | 18 | 360 | 26 | 3 | 52 | 4.98 | 0.8 | 108 | 102151 | 5.031 | 0 | -63.6491 | 0.2 | 0 | 0 | 0 | 0 | 0 | 0 | 0 | 0 | 0 | 0 | 0 | 0 | 0 | 0 | 0 | 0 | 0 | 0
|  | 8635 | 12 | 619 | 19 | 360 | 26 | 3 | 52 | 3.98 | 0.77 | 115 | 102158 | 4.806 | 0 | -74.1146 | 0.2 | 0 | 0 | 0 | 0 | 0 | 0 | 0 | 0 | 0 | 0 | 0 | 0 | 0 | 0 | 0 | 0 | 0 | 0
|  | 8636 | 12 | 620 | 20 | 360 | 26 | 3 | 52 | 3.4 | 0.7 | 115 | 102168 | 4.619 | 0 | -84.6421 | 0.2 | 0 | 0 | 0 | 0 | 0 | 0 | 0 | 0 | 0 | 0 | 0 | 0 | 0 | 0 | 0 | 0 | 0 | 0
|  | 8637 | 12 | 621 | 21 | 360 | 26 | 3 | 52 | 2.83 | 0.63 | 116 | 102178 | 4.442 | 0 | -95.9516 | 0.2 | 0 | 0 | 0 | 0 | 0 | 0 | 0 | 0 | 0 | 0 | 0 | 0 | 0 | 0 | 0 | 0 | 0 | 0
|  | 8638 | 12 | 622 | 22 | 360 | 26 | 3 | 52 | 2.25 | 0.57 | 116 | 102188 | 4.267 | 0 | -109.1653 | 0.2 | 0 | 0 | 0 | 0 | 0 | 0 | 0 | 0 | 0 | 0 | 0 | 0 | 0 | 0 | 0 | 0 | 0 | 0
|  | 8639 | 12 | 623 | 23 | 360 | 26 | 3 | 52 | 1.99 | 1.04 | 109 | 102171 | 4.172 | 0 | -126.1623 | 0.2 | 0 | 0 | 0 | 0 | 0 | 0 | 0 | 0 | 0 | 0 | 0 | 0 | 0 | 0 | 0 | 0 | 0 | 0
|  | 8640 | 12 | 624 | 24 | 360 | 26 | 3 | 52 | 1.72 | 1.51 | 102 | 102155 | 4.076 | 0 | -149.6575 | 0.2 | 0 | 0 | 0 | 0 | 0 | 0 | 0 | 0 | 0 | 0 | 0 | 0 | 0 | 0 | 0 | 0 | 0 | 0
|  | 8641 | 12 | 625 | 1 | 361 | 27 | 4 | 52 | 1.46 | 1.99 | 95 | 102138 | 3.985 | 0 | 179.9763 | 0.2 | 0 | 0 | 0 | 0 | 0 | 0 | 0 | 0 | 0 | 0 | 0 | 0 | 0 | 0 | 0 | 0 | 0 | 0
|  | 8642 | 12 | 626 | 2 | 361 | 27 | 4 | 52 | 1.31 | 1.61 | 109 | 102102 | 3.977 | 0 | 149.4392 | 0.2 | 0 | 0 | 0 | 0 | 0 | 0 | 0 | 0 | 0 | 0 | 0 | 0 | 0 | 0 | 0 | 0 | 0 | 0
|  | 8643 | 12 | 627 | 3 | 361 | 27 | 4 | 52 | 1.17 | 1.24 | 123 | 102066 | 3.971 | 0 | 126.0218 | 0.2 | 0 | 0 | 0 | 0 | 0 | 0 | 0 | 0 | 0 | 0 | 0 | 0 | 0 | 0 | 0 | 0 | 0 | 0
|  | 8644 | 12 | 628 | 4 | 361 | 27 | 4 | 52 | 1.02 | 0.87 | 137 | 102030 | 3.962 | 0 | 109.0689 | 0.2 | 0 | 0 | 0 | 0 | 0 | 0 | 0 | 0 | 0 | 0 | 0 | 0 | 0 | 0 | 0 | 0 | 0 | 0
|  | 8645 | 12 | 629 | 5 | 361 | 27 | 4 | 52 | 0.62 | 0.78 | 135 | 102020 | 3.855 | 0 | 95.8757 | 0.2 | 0 | 0 | 0 | 0 | 0 | 0 | 0 | 0 | 0 | 0 | 0 | 0 | 0 | 0 | 0 | 0 | 0 | 0
|  | 8646 | 12 | 630 | 6 | 361 | 27 | 4 | 52 | 0.22 | 0.69 | 133 | 102011 | 3.75 | 0 | 84.5742 | 0.2 | 0 | 0 | 0 | 0 | 0 | 0 | 0 | 0 | 0 | 0 | 0 | 0 | 0 | 0 | 0 | 0 | 0 | 0
|  | 8647 | 12 | 631 | 7 | 361 | 27 | 4 | 52 | -0.17 | 0.59 | 132 | 102001 | 3.65 | 0 | 74.0472 | 0.2 | 0 | 0 | 0 | 0 | 0 | 0 | 0 | 0 | 0 | 0 | 0 | 0 | 0 | 0 | 0 | 0 | 0 | 0
|  | 8648 | 12 | 632 | 8 | 361 | 27 | 4 | 52 | 0.68 | 0.67 | 123 | 102037 | 3.843 | 0 | 63.5771 | 0.2 | 0 | 0 | 0 | 0 | 0 | 0 | 0 | 0 | 0 | 0 | 0 | 0 | 0 | 0 | 0 | 0 | 0 | 0
|  | 8649 | 12 | 633 | 9 | 361 | 27 | 4 | 52 | 1.53 | 0.74 | 114 | 102073 | 4.044 | 0.36613 | 52.6522 | 0.2 | 0 | 0 | 0 | 0 | 0 | 0 | 0 | 0 | 0 | 0 | 0 | 0 | 0 | 0 | 0 | 0 | 0 | 0
|  | 8650 | 12 | 634 | 10 | 361 | 27 | 4 | 52 | 2.38 | 0.81 | 105 | 102109 | 4.254 | 7.5935 | 40.9018 | 0.2 | 11.3608 | 11.3608 | 11.3608 | 11.3608 | 11.3608 | 11.3608 | 11.3608 | 11.3608 | 18.122 | 18.122 | 18.122 | 18.122 | 18.122 | 18.122 | 18.122 | 18.122 | 22 | 22
|  | 8651 | 12 | 635 | 11 | 361 | 27 | 4 | 52 | 3.92 | 0.8 | 103 | 102073 | 4.724 | 13.2164 | 28.1218 | 0.2 | 29.9433 | 29.9433 | 31.6105 | 29.9433 | 33.0629 | 29.9433 | 29.9433 | 29.9433 | 47.3553 | 47.3553 | 49.1216 | 47.3553 | 50.1486 | 47.3553 | 47.3553 | 47.3553 | 58 | 57.1693
|  | 8652 | 12 | 636 | 12 | 361 | 27 | 4 | 52 | 5.47 | 0.78 | 101 | 102037 | 5.243 | 16.8142 | 14.3615 | 0.2 | 36.2273 | 36.2273 | 36.9947 | 36.2273 | 39.2244 | 36.2273 | 36.2273 | 36.2273 | 57.2496 | 57.2496 | 58.4533 | 57.2496 | 60.03 | 57.2496 | 57.3681 | 57.2496 | 70 | 69.0651
|  | 8653 | 12 | 637 | 13 | 361 | 27 | 4 | 52 | 7.01 | 0.76 | 99 | 102001 | 5.806 | 18.0552 | -0.010621 | 0.2 | 43.0737 | 43.0737 | 43.0737 | 43.0737 | 49.9705 | 43.0737 | 43.075 | 43.0737 | 67.8542 | 67.8542 | 69.4431 | 67.8542 | 74.3207 | 67.8542 | 69.4449 | 67.8542 | 84 | 81.7518
|  | 8654 | 12 | 638 | 14 | 361 | 27 | 4 | 52 | 6.73 | 0.65 | 80 | 101978 | 5.675 | 16.8106 | -14.3822 | 0.2 | 40.9681 | 40.9681 | 40.9681 | 40.9681 | 48.0834 | 40.9681 | 42.7926 | 40.9681 | 64.5455 | 64.5455 | 64.8246 | 64.5455 | 71.146 | 64.5455 | 67.4049 | 64.5455 | 80 | 77.7808
|  | 8655 | 12 | 639 | 15 | 361 | 27 | 4 | 52 | 6.44 | 0.55 | 61 | 101955 | 5.543 | 13.2095 | -28.1414 | 0.2 | 31.3653 | 31.3653 | 31.3653 | 31.3653 | 35.9082 | 31.3653 | 33.7952 | 31.3653 | 49.5472 | 49.5472 | 49.5472 | 49.5472 | 53.6146 | 49.5472 | 52.1205 | 49.5472 | 61 | 59.7907
|  | 8656 | 12 | 640 | 16 | 361 | 27 | 4 | 52 | 6.16 | 0.44 | 42 | 101932 | 5.417 | 7.584 | -40.9198 | 0.2 | 19.5346 | 19.5346 | 19.5346 | 19.5346 | 23.0679 | 19.5346 | 22.5973 | 19.5346 | 30.9278 | 30.9278 | 30.9278 | 30.9278 | 33.8664 | 30.9278 | 33.5337 | 30.9278 | 38 | 37.3774
|  | 8657 | 12 | 641 | 17 | 361 | 27 | 4 | 52 | 5.14 | 0.66 | 59 | 101922 | 5.144 | 0.35456 | -52.6688 | 0.2 | 3.6202 | 3.6202 | 3.6202 | 3.6202 | 3.6202 | 3.6202 | 3.6202 | 3.6202 | 5.7699 | 5.7699 | 5.7699 | 5.7699 | 5.7699 | 5.7699 | 5.7699 | 5.7699 | 7 | 7
|  | 8658 | 12 | 642 | 18 | 361 | 27 | 4 | 52 | 4.12 | 0.88 | 75 | 101912 | 4.881 | 0 | -63.5926 | 0.2 | 0 | 0 | 0 | 0 | 0 | 0 | 0 | 0 | 0 | 0 | 0 | 0 | 0 | 0 | 0 | 0 | 0 | 0
|  | 8659 | 12 | 643 | 19 | 361 | 27 | 4 | 52 | 3.09 | 1.1 | 91 | 101902 | 4.623 | 0 | -74.0625 | 0.2 | 0 | 0 | 0 | 0 | 0 | 0 | 0 | 0 | 0 | 0 | 0 | 0 | 0 | 0 | 0 | 0 | 0 | 0
|  | 8660 | 12 | 644 | 20 | 361 | 27 | 4 | 52 | 2.37 | 1.1 | 103 | 101883 | 4.393 | 0 | -84.59 | 0.2 | 0 | 0 | 0 | 0 | 0 | 0 | 0 | 0 | 0 | 0 | 0 | 0 | 0 | 0 | 0 | 0 | 0 | 0
|  | 8661 | 12 | 645 | 21 | 361 | 27 | 4 | 52 | 1.65 | 1.1 | 115 | 101863 | 4.174 | 0 | -95.8934 | 0.2 | 0 | 0 | 0 | 0 | 0 | 0 | 0 | 0 | 0 | 0 | 0 | 0 | 0 | 0 | 0 | 0 | 0 | 0
|  | 8662 | 12 | 646 | 22 | 361 | 27 | 4 | 52 | 0.93 | 1.1 | 128 | 101843 | 3.964 | 0 | -109.0904 | 0.2 | 0 | 0 | 0 | 0 | 0 | 0 | 0 | 0 | 0 | 0 | 0 | 0 | 0 | 0 | 0 | 0 | 0 | 0
|  | 8663 | 12 | 647 | 23 | 361 | 27 | 4 | 52 | 0.8 | 1.46 | 136 | 101791 | 3.932 | 0 | -126.0507 | 0.2 | 0 | 0 | 0 | 0 | 0 | 0 | 0 | 0 | 0 | 0 | 0 | 0 | 0 | 0 | 0 | 0 | 0 | 0
|  | 8664 | 12 | 648 | 24 | 361 | 27 | 4 | 52 | 0.66 | 1.82 | 144 | 101739 | 3.896 | 0 | -149.4794 | 0.2 | 0 | 0 | 0 | 0 | 0 | 0 | 0 | 0 | 0 | 0 | 0 | 0 | 0 | 0 | 0 | 0 | 0 | 0
|  | 8665 | 12 | 649 | 1 | 362 | 28 | 5 | 52 | 0.53 | 2.18 | 152 | 101686 | 3.865 | 0 | -179.7816 | 0.2 | 0 | 0 | 0 | 0 | 0 | 0 | 0 | 0 | 0 | 0 | 0 | 0 | 0 | 0 | 0 | 0 | 0 | 0
|  | 8666 | 12 | 650 | 2 | 362 | 28 | 5 | 52 | 0.73 | 2.31 | 162 | 101676 | 3.797 | 0 | 149.6786 | 0.2 | 0 | 0 | 0 | 0 | 0 | 0 | 0 | 0 | 0 | 0 | 0 | 0 | 0 | 0 | 0 | 0 | 0 | 0
|  | 8667 | 12 | 651 | 3 | 362 | 28 | 5 | 52 | 0.92 | 2.44 | 172 | 101667 | 3.723 | 0 | 126.2142 | 0.2 | 0 | 0 | 0 | 0 | 0 | 0 | 0 | 0 | 0 | 0 | 0 | 0 | 0 | 0 | 0 | 0 | 0 | 0
|  | 8668 | 12 | 652 | 4 | 362 | 28 | 5 | 52 | 1.12 | 2.57 | 182 | 101657 | 3.65 | 0 | 109.2219 | 0.2 | 0 | 0 | 0 | 0 | 0 | 0 | 0 | 0 | 0 | 0 | 0 | 0 | 0 | 0 | 0 | 0 | 0 | 0
|  | 8669 | 12 | 653 | 5 | 362 | 28 | 5 | 52 | 1.05 | 2.34 | 185 | 101585 | 3.527 | 0 | 96.0047 | 0.2 | 0 | 0 | 0 | 0 | 0 | 0 | 0 | 0 | 0 | 0 | 0 | 0 | 0 | 0 | 0 | 0 | 0 | 0
|  | 8670 | 12 | 654 | 6 | 362 | 28 | 5 | 52 | 0.99 | 2.12 | 188 | 101512 | 3.407 | 0 | 84.6898 | 0.2 | 0 | 0 | 0 | 0 | 0 | 0 | 0 | 0 | 0 | 0 | 0 | 0 | 0 | 0 | 0 | 0 | 0 | 0
|  | 8671 | 12 | 655 | 7 | 362 | 28 | 5 | 52 | 0.93 | 1.9 | 192 | 101440 | 3.289 | 0 | 74.1566 | 0.2 | 0 | 0 | 0 | 0 | 0 | 0 | 0 | 0 | 0 | 0 | 0 | 0 | 0 | 0 | 0 | 0 | 0 | 0
|  | 8672 | 12 | 656 | 8 | 362 | 28 | 5 | 52 | 1.63 | 2.39 | 194 | 101388 | 3.338 | 0 | 63.6849 | 0.2 | 0 | 0 | 0 | 0 | 0 | 0 | 0 | 0 | 0 | 0 | 0 | 0 | 0 | 0 | 0 | 0 | 0 | 0
|  | 8673 | 12 | 657 | 9 | 362 | 28 | 5 | 52 | 2.32 | 2.87 | 197 | 101336 | 3.381 | 0.34237 | 52.7616 | 0.2 | 0 | 0 | 0 | 0 | 0 | 0 | 0 | 0 | 0 | 0 | 0 | 0 | 0 | 0 | 0 | 0 | 0 | 0
|  | 8674 | 12 | 658 | 10 | 362 | 28 | 5 | 52 | 3.02 | 3.35 | 200 | 101283 | 3.42 | 7.5829 | 41.0143 | 0.2 | 11.3609 | 11.3609 | 11.3609 | 11.3609 | 11.3609 | 11.3609 | 11.3609 | 11.3609 | 18.1221 | 18.1221 | 18.1221 | 18.1221 | 18.1221 | 18.1221 | 18.1221 | 18.1221 | 22 | 22
|  | 8675 | 12 | 659 | 11 | 362 | 28 | 5 | 52 | 4.75 | 3.29 | 210 | 101201 | 3.692 | 13.2219 | 28.2367 | 0.2 | 52.7298 | 52.7298 | 151.2367 | 52.7298 | 236.1619 | 52.7298 | 52.7298 | 52.7298 | 65.0201 | 65.0201 | 169.266 | 65.0201 | 229.3172 | 65.0201 | 65.0201 | 65.0201 | 113.817 | 64.8979
|  | 8676 | 12 | 660 | 12 | 362 | 28 | 5 | 52 | 6.47 | 3.23 | 221 | 101119 | 3.967 | 16.8383 | 14.4757 | 0.2 | 77.9067 | 77.9067 | 195.0566 | 77.9067 | 531.6847 | 77.9067 | 77.9067 | 77.9067 | 86.3232 | 86.3232 | 269.4547 | 86.3232 | 507.4866 | 86.3232 | 103.7797 | 86.3232 | 222.7608 | 80.9237
|  | 8677 | 12 | 661 | 13 | 362 | 28 | 5 | 52 | 8.2 | 3.17 | 231 | 101037 | 4.248 | 18.0983 | 0.098062 | 0.2 | 74.1115 | 74.1115 | 75.3439 | 74.1115 | 794.1827 | 74.1115 | 74.1115 | 74.1115 | 67.8168 | 67.8168 | 235.0937 | 67.8168 | 743.3895 | 67.8168 | 233.3508 | 67.8168 | 290.1978 | 54.8649
|  | 8678 | 12 | 662 | 14 | 362 | 28 | 5 | 52 | 7.55 | 3.35 | 229 | 101005 | 4.341 | 16.8716 | -14.2841 | 0.2 | 71.5058 | 71.5058 | 71.5058 | 71.5058 | 769.317 | 71.5058 | 249.1693 | 71.5058 | 66.6687 | 66.6687 | 95.4633 | 66.6687 | 714.5174 | 66.6687 | 346.7174 | 66.6687 | 273.2335 | 54.8484
|  | 8679 | 12 | 663 | 15 | 362 | 28 | 5 | 52 | 6.91 | 3.53 | 227 | 100972 | 4.421 | 13.2853 | -28.0566 | 0.2 | 60.1354 | 60.1354 | 60.1354 | 60.1354 | 668.6316 | 60.1354 | 384.4501 | 60.1354 | 58.7539 | 58.7539 | 58.7539 | 58.7539 | 604.15 | 58.7539 | 403.2034 | 58.7539 | 212.9121 | 50.1018
|  | 8680 | 12 | 664 | 16 | 362 | 28 | 5 | 52 | 6.26 | 3.71 | 225 | 100939 | 4.481 | 7.6709 | -40.8484 | 0.2 | 40.435 | 40.435 | 40.435 | 40.435 | 432.7941 | 40.435 | 379.6895 | 40.435 | 45.9556 | 45.9556 | 45.9556 | 45.9556 | 372.7946 | 45.9556 | 335.244 | 45.9556 | 114.0356 | 44.1745
|  | 8681 | 12 | 665 | 17 | 362 | 28 | 5 | 52 | 5.45 | 3.32 | 227 | 100923 | 4.319 | 0.44917 | -52.6088 | 0.2 | 9.2609 | 9.2609 | 9.2609 | 9.2609 | 110.9412 | 9.2609 | 142.2957 | 9.2609 | 12.4758 | 12.4758 | 12.4758 | 12.4758 | 85.3029 | 12.4758 | 107.4739 | 12.4758 | 14.5814 | 13.2687
|  | 8682 | 12 | 666 | 18 | 362 | 28 | 5 | 52 | 4.63 | 2.93 | 229 | 100906 | 4.156 | 0 | -63.5411 | 0.2 | 0 | 0 | 0 | 0 | 0 | 0 | 0 | 0 | 0 | 0 | 0 | 0 | 0 | 0 | 0 | 0 | 0 | 0
|  | 8683 | 12 | 667 | 19 | 362 | 28 | 5 | 52 | 3.81 | 2.54 | 231 | 100890 | 3.996 | 0 | -74.0158 | 0.2 | 0 | 0 | 0 | 0 | 0 | 0 | 0 | 0 | 0 | 0 | 0 | 0 | 0 | 0 | 0 | 0 | 0 | 0
|  | 8684 | 12 | 668 | 20 | 362 | 28 | 5 | 52 | 3.64 | 2.78 | 234 | 100877 | 4.066 | 0 | -84.544 | 0.2 | 0 | 0 | 0 | 0 | 0 | 0 | 0 | 0 | 0 | 0 | 0 | 0 | 0 | 0 | 0 | 0 | 0 | 0
|  | 8685 | 12 | 669 | 21 | 362 | 28 | 5 | 52 | 3.47 | 3.03 | 236 | 100864 | 4.133 | 0 | -95.842 | 0.2 | 0 | 0 | 0 | 0 | 0 | 0 | 0 | 0 | 0 | 0 | 0 | 0 | 0 | 0 | 0 | 0 | 0 | 0
|  | 8686 | 12 | 670 | 22 | 362 | 28 | 5 | 52 | 3.3 | 3.27 | 239 | 100851 | 4.198 | 0 | -109.0232 | 0.2 | 0 | 0 | 0 | 0 | 0 | 0 | 0 | 0 | 0 | 0 | 0 | 0 | 0 | 0 | 0 | 0 | 0 | 0
|  | 8687 | 12 | 671 | 23 | 362 | 28 | 5 | 52 | 3.67 | 3.37 | 237 | 100841 | 4.4 | 0 | -125.9474 | 0.2 | 0 | 0 | 0 | 0 | 0 | 0 | 0 | 0 | 0 | 0 | 0 | 0 | 0 | 0 | 0 | 0 | 0 | 0
|  | 8688 | 12 | 672 | 24 | 362 | 28 | 5 | 52 | 4.05 | 3.48 | 236 | 100831 | 4.612 | 0 | -149.308 | 0.2 | 0 | 0 | 0 | 0 | 0 | 0 | 0 | 0 | 0 | 0 | 0 | 0 | 0 | 0 | 0 | 0 | 0 | 0
|  | 8689 | 12 | 673 | 1 | 363 | 29 | 6 | 52 | 4.42 | 3.59 | 235 | 100821 | 4.829 | 0 | -179.5403 | 0.2 | 0 | 0 | 0 | 0 | 0 | 0 | 0 | 0 | 0 | 0 | 0 | 0 | 0 | 0 | 0 | 0 | 0 | 0
|  | 8690 | 12 | 674 | 2 | 363 | 29 | 6 | 52 | 4.63 | 3.33 | 239 | 100870 | 4.916 | 0 | 149.9239 | 0.2 | 0 | 0 | 0 | 0 | 0 | 0 | 0 | 0 | 0 | 0 | 0 | 0 | 0 | 0 | 0 | 0 | 0 | 0
|  | 8691 | 12 | 675 | 3 | 363 | 29 | 6 | 52 | 4.83 | 3.08 | 244 | 100919 | 5.001 | 0 | 126.4146 | 0.2 | 0 | 0 | 0 | 0 | 0 | 0 | 0 | 0 | 0 | 0 | 0 | 0 | 0 | 0 | 0 | 0 | 0 | 0
|  | 8692 | 12 | 676 | 4 | 363 | 29 | 6 | 52 | 5.04 | 2.83 | 248 | 100969 | 5.09 | 0 | 109.3828 | 0.2 | 0 | 0 | 0 | 0 | 0 | 0 | 0 | 0 | 0 | 0 | 0 | 0 | 0 | 0 | 0 | 0 | 0 | 0
|  | 8693 | 12 | 677 | 5 | 363 | 29 | 6 | 52 | 4.73 | 2.59 | 253 | 100988 | 4.955 | 0 | 96.1407 | 0.2 | 0 | 0 | 0 | 0 | 0 | 0 | 0 | 0 | 0 | 0 | 0 | 0 | 0 | 0 | 0 | 0 | 0 | 0
|  | 8694 | 12 | 678 | 6 | 363 | 29 | 6 | 52 | 4.42 | 2.35 | 257 | 101008 | 4.822 | 0 | 84.8117 | 0.2 | 0 | 0 | 0 | 0 | 0 | 0 | 0 | 0 | 0 | 0 | 0 | 0 | 0 | 0 | 0 | 0 | 0 | 0
|  | 8695 | 12 | 679 | 7 | 363 | 29 | 6 | 52 | 4.12 | 2.11 | 262 | 101028 | 4.696 | 0 | 74.2716 | 0.2 | 0 | 0 | 0 | 0 | 0 | 0 | 0 | 0 | 0 | 0 | 0 | 0 | 0 | 0 | 0 | 0 | 0 | 0
|  | 8696 | 12 | 680 | 8 | 363 | 29 | 6 | 52 | 4.1 | 2.47 | 258 | 101044 | 4.681 | 0 | 63.7978 | 0.2 | 0 | 0 | 0 | 0 | 0 | 0 | 0 | 0 | 0 | 0 | 0 | 0 | 0 | 0 | 0 | 0 | 0 | 0
|  | 8697 | 12 | 681 | 9 | 363 | 29 | 6 | 52 | 4.07 | 2.83 | 254 | 101060 | 4.662 | 0.32479 | 52.8755 | 0.2 | 0 | 0 | 0 | 0 | 0 | 0 | 0 | 0 | 0 | 0 | 0 | 0 | 0 | 0 | 0 | 0 | 0 | 0
|  | 8698 | 12 | 682 | 10 | 363 | 29 | 6 | 52 | 4.05 | 3.19 | 250 | 101077 | 4.647 | 7.5789 | 41.1304 | 0.2 | 24.0246 | 24.0246 | 120.6453 | 24.0246 | 134.6644 | 24.0246 | 24.0246 | 24.0246 | 27.1062 | 27.1062 | 109.2471 | 27.1062 | 119.1601 | 27.1062 | 27.1062 | 27.1062 | 43.3737 | 23.8296
|  | 8699 | 12 | 683 | 11 | 363 | 29 | 6 | 52 | 4.21 | 3.62 | 249 | 101018 | 4.581 | 13.2345 | 28.3544 | 0.2 | 43.3139 | 43.3139 | 82.5189 | 43.3139 | 115.9603 | 43.3139 | 43.3139 | 43.3139 | 61.1864 | 61.1864 | 102.6366 | 61.1864 | 126.2833 | 61.1864 | 61.1864 | 61.1864 | 87.8063 | 68.3918
|  | 8700 | 12 | 684 | 12 | 363 | 29 | 6 | 52 | 4.37 | 4.06 | 248 | 100959 | 4.513 | 16.8697 | 14.5915 | 0.2 | 26.0343 | 26.0343 | 26.0343 | 26.0343 | 26.0343 | 26.0343 | 26.0343 | 26.0343 | 41.338 | 41.338 | 41.338 | 41.338 | 41.338 | 41.338 | 41.338 | 41.338 | 50 | 50
|  | 8701 | 12 | 685 | 13 | 363 | 29 | 6 | 52 | 4.53 | 4.5 | 247 | 100900 | 4.442 | 18.1491 | 0.20689 | 0.2 | 71.4729 | 71.4729 | 71.9814 | 71.4729 | 212.2733 | 71.4729 | 71.4729 | 71.4729 | 99.5049 | 99.5049 | 132.5005 | 99.5049 | 231.7019 | 99.5049 | 131.7815 | 99.5049 | 157.1008 | 110.9464
|  | 8702 | 12 | 686 | 14 | 363 | 29 | 6 | 52 | 4.35 | 4.4 | 247 | 100860 | 4.323 | 16.94 | -14.1872 | 0.2 | 29.7483 | 29.7483 | 29.7483 | 29.7483 | 29.7483 | 29.7483 | 29.7483 | 29.7483 | 47.1742 | 47.1742 | 47.1742 | 47.1742 | 47.1742 | 47.1742 | 47.1742 | 47.1742 | 57 | 57
|  | 8703 | 12 | 687 | 15 | 363 | 29 | 6 | 52 | 4.17 | 4.31 | 247 | 100821 | 4.206 | 13.3682 | -27.9744 | 0.2 | 74.5878 | 74.5878 | 74.5878 | 74.5878 | 342.397 | 74.5878 | 216.8309 | 74.5878 | 94.7832 | 94.7832 | 94.7832 | 94.7832 | 335.11 | 94.7832 | 246.3213 | 94.7832 | 170.2516 | 98.1875
|  | 8704 | 12 | 688 | 16 | 363 | 29 | 6 | 52 | 3.99 | 4.22 | 247 | 100782 | 4.092 | 7.7644 | -40.7806 | 0.2 | 37.0245 | 37.0245 | 37.0245 | 37.0245 | 560.9802 | 37.0245 | 488.9818 | 37.0245 | 35.9544 | 35.9544 | 35.9544 | 35.9544 | 473.161 | 35.9544 | 422.2505 | 35.9544 | 124.1839 | 29.836
|  | 8705 | 12 | 689 | 17 | 363 | 29 | 6 | 52 | 3.72 | 4.63 | 241 | 100716 | 4.088 | 0.55005 | -52.5532 | 0.2 | 9.6577 | 9.6577 | 9.6577 | 9.6577 | 120.9934 | 9.6577 | 155.0326 | 9.6577 | 13.1375 | 13.1375 | 13.1375 | 13.1375 | 93.1068 | 13.1375 | 117.1761 | 13.1375 | 15.9028 | 14.1449
|  | 8706 | 12 | 690 | 18 | 363 | 29 | 6 | 52 | 3.45 | 5.04 | 235 | 100651 | 4.083 | 0 | -63.4945 | 0.2 | 0 | 0 | 0 | 0 | 0 | 0 | 0 | 0 | 0 | 0 | 0 | 0 | 0 | 0 | 0 | 0 | 0 | 0
|  | 8707 | 12 | 691 | 19 | 363 | 29 | 6 | 52 | 3.17 | 5.45 | 229 | 100585 | 4.074 | 0 | -73.9747 | 0.2 | 0 | 0 | 0 | 0 | 0 | 0 | 0 | 0 | 0 | 0 | 0 | 0 | 0 | 0 | 0 | 0 | 0 | 0
|  | 8708 | 12 | 692 | 20 | 363 | 29 | 6 | 52 | 2.94 | 5.87 | 227 | 100467 | 4.177 | 0 | -84.5042 | 0.2 | 0 | 0 | 0 | 0 | 0 | 0 | 0 | 0 | 0 | 0 | 0 | 0 | 0 | 0 | 0 | 0 | 0 | 0
|  | 8709 | 12 | 693 | 21 | 363 | 29 | 6 | 52 | 2.72 | 6.29 | 224 | 100349 | 4.28 | 0 | -95.7976 | 0.2 | 0 | 0 | 0 | 0 | 0 | 0 | 0 | 0 | 0 | 0 | 0 | 0 | 0 | 0 | 0 | 0 | 0 | 0
|  | 8710 | 12 | 694 | 22 | 363 | 29 | 6 | 52 | 2.49 | 6.72 | 222 | 100231 | 4.375 | 0 | -108.9637 | 0.2 | 0 | 0 | 0 | 0 | 0 | 0 | 0 | 0 | 0 | 0 | 0 | 0 | 0 | 0 | 0 | 0 | 0 | 0
|  | 8711 | 12 | 695 | 23 | 363 | 29 | 6 | 52 | 2.64 | 7.03 | 225 | 100097 | 4.448 | 0 | -125.8522 | 0.2 | 0 | 0 | 0 | 0 | 0 | 0 | 0 | 0 | 0 | 0 | 0 | 0 | 0 | 0 | 0 | 0 | 0 | 0
|  | 8712 | 12 | 696 | 24 | 363 | 29 | 6 | 52 | 2.78 | 7.35 | 227 | 99963 | 4.519 | 0 | -149.1433 | 0.2 | 0 | 0 | 0 | 0 | 0 | 0 | 0 | 0 | 0 | 0 | 0 | 0 | 0 | 0 | 0 | 0 | 0 | 0
|  | 8713 | 12 | 697 | 1 | 364 | 30 | 7 | 52 | 2.93 | 7.67 | 229 | 99828 | 4.594 | 0 | -179.2999 | 0.2 | 0 | 0 | 0 | 0 | 0 | 0 | 0 | 0 | 0 | 0 | 0 | 0 | 0 | 0 | 0 | 0 | 0 | 0
|  | 8714 | 12 | 698 | 2 | 364 | 30 | 7 | 52 | 3 | 7.36 | 233 | 99763 | 4.627 | 0 | 150.1751 | 0.2 | 0 | 0 | 0 | 0 | 0 | 0 | 0 | 0 | 0 | 0 | 0 | 0 | 0 | 0 | 0 | 0 | 0 | 0
|  | 8715 | 12 | 699 | 3 | 364 | 30 | 7 | 52 | 3.06 | 7.04 | 237 | 99697 | 4.658 | 0 | 126.6231 | 0.2 | 0 | 0 | 0 | 0 | 0 | 0 | 0 | 0 | 0 | 0 | 0 | 0 | 0 | 0 | 0 | 0 | 0 | 0
|  | 8716 | 12 | 700 | 4 | 364 | 30 | 7 | 52 | 3.13 | 6.73 | 240 | 99632 | 4.691 | 0 | 109.5515 | 0.2 | 0 | 0 | 0 | 0 | 0 | 0 | 0 | 0 | 0 | 0 | 0 | 0 | 0 | 0 | 0 | 0 | 0 | 0
|  | 8717 | 12 | 701 | 5 | 364 | 30 | 7 | 52 | 3.27 | 5.94 | 249 | 99651 | 4.692 | 0 | 96.2836 | 0.2 | 0 | 0 | 0 | 0 | 0 | 0 | 0 | 0 | 0 | 0 | 0 | 0 | 0 | 0 | 0 | 0 | 0 | 0
|  | 8718 | 12 | 702 | 6 | 364 | 30 | 7 | 52 | 3.42 | 5.15 | 258 | 99671 | 4.696 | 0 | 84.9399 | 0.2 | 0 | 0 | 0 | 0 | 0 | 0 | 0 | 0 | 0 | 0 | 0 | 0 | 0 | 0 | 0 | 0 | 0 | 0
|  | 8719 | 12 | 703 | 7 | 364 | 30 | 7 | 52 | 3.57 | 4.36 | 266 | 99691 | 4.699 | 0 | 74.3923 | 0.2 | 0 | 0 | 0 | 0 | 0 | 0 | 0 | 0 | 0 | 0 | 0 | 0 | 0 | 0 | 0 | 0 | 0 | 0
|  | 8720 | 12 | 704 | 8 | 364 | 30 | 7 | 52 | 3.58 | 4.42 | 276 | 99773 | 4.661 | 0 | 63.9158 | 0.2 | 0 | 0 | 0 | 0 | 0 | 0 | 0 | 0 | 0 | 0 | 0 | 0 | 0 | 0 | 0 | 0 | 0 | 0
|  | 8721 | 12 | 705 | 9 | 364 | 30 | 7 | 52 | 3.59 | 4.49 | 286 | 99854 | 4.624 | 0.31335 | 52.9938 | 0.2 | 0 | 0 | 0 | 0 | 0 | 0 | 0 | 0 | 0 | 0 | 0 | 0 | 0 | 0 | 0 | 0 | 0 | 0
|  | 8722 | 12 | 706 | 10 | 364 | 30 | 7 | 52 | 3.6 | 4.55 | 296 | 99936 | 4.587 | 7.5814 | 41.2502 | 0.2 | 3.0633 | 3.0633 | 3.0633 | 3.0633 | 3.0633 | 3.0633 | 3.0633 | 3.0633 | 4.9176 | 4.9176 | 4.9176 | 4.9176 | 4.9176 | 4.9176 | 4.9176 | 4.9176 | 6 | 6
|  | 8723 | 12 | 707 | 11 | 364 | 30 | 7 | 52 | 3.69 | 4.34 | 295 | 99966 | 4.557 | 13.2541 | 28.4748 | 0.2 | 48.4442 | 48.4442 | 393.7818 | 48.4442 | 685.1458 | 48.4442 | 48.4442 | 48.4442 | 40.9955 | 40.9955 | 405.8264 | 40.9955 | 611.8519 | 40.9955 | 40.9955 | 40.9955 | 200.72 | 30.1087
|  | 8724 | 12 | 708 | 12 | 364 | 30 | 7 | 52 | 3.78 | 4.12 | 294 | 99995 | 4.527 | 16.9084 | 14.7089 | 0.2 | 80.5581 | 80.5581 | 180.0743 | 80.5581 | 459.6509 | 80.5581 | 80.5581 | 80.5581 | 93.5326 | 93.5326 | 248.1478 | 93.5326 | 445.8384 | 93.5326 | 107.4107 | 93.5326 | 209.6495 | 90.5068
|  | 8725 | 12 | 709 | 13 | 364 | 30 | 7 | 52 | 3.87 | 3.9 | 292 | 100025 | 4.496 | 18.2073 | 0.3159 | 0.2 | 77.9854 | 77.9854 | 79.1164 | 77.9854 | 283.1185 | 77.9854 | 77.9854 | 77.9854 | 102.1979 | 102.1979 | 150.7092 | 102.1979 | 294.9605 | 102.1979 | 149.1098 | 102.1979 | 176.1772 | 108.7028
|  | 8726 | 12 | 710 | 14 | 364 | 30 | 7 | 52 | 3.54 | 3.67 | 289 | 100090 | 4.385 | 17.0159 | -14.0916 | 0.2 | 22.3364 | 22.3364 | 22.3364 | 22.3364 | 22.3364 | 22.3364 | 22.3364 | 22.3364 | 35.5131 | 35.5131 | 35.5131 | 35.5131 | 35.5131 | 35.5131 | 35.5131 | 35.5131 | 43 | 43
|  | 8727 | 12 | 711 | 15 | 364 | 30 | 7 | 52 | 3.22 | 3.43 | 286 | 100156 | 4.28 | 13.4582 | -27.8946 | 0.2 | 24.4816 | 24.4816 | 24.4816 | 24.4816 | 24.4816 | 24.4816 | 24.4816 | 24.4816 | 38.8643 | 38.8643 | 38.8643 | 38.8643 | 38.8643 | 38.8643 | 38.8643 | 38.8643 | 47 | 47
|  | 8728 | 12 | 712 | 16 | 364 | 30 | 7 | 52 | 2.89 | 3.2 | 283 | 100221 | 4.174 | 7.8647 | -40.7163 | 0.2 | 17.6725 | 17.6725 | 17.6725 | 17.6725 | 17.9415 | 17.6725 | 17.904 | 17.6725 | 28.0635 | 28.0635 | 28.0635 | 28.0635 | 28.2884 | 28.0635 | 28.2619 | 28.0635 | 34 | 33.951
|  | 8729 | 12 | 713 | 17 | 364 | 30 | 7 | 52 | 2.52 | 2.78 | 273 | 100261 | 4.114 | 0.65719 | -52.5018 | 0.2 | 11.253 | 11.253 | 11.253 | 11.253 | 50.62 | 11.253 | 62.5605 | 11.253 | 15.2819 | 15.2819 | 15.2819 | 15.2819 | 43.6431 | 15.2819 | 52.0863 | 15.2819 | 16.8516 | 16.1098
|  | 8730 | 12 | 714 | 18 | 364 | 30 | 7 | 52 | 2.15 | 2.35 | 264 | 100300 | 4.055 | 0 | -63.4528 | 0.2 | 0 | 0 | 0 | 0 | 0 | 0 | 0 | 0 | 0 | 0 | 0 | 0 | 0 | 0 | 0 | 0 | 0 | 0
|  | 8731 | 12 | 715 | 19 | 364 | 30 | 7 | 52 | 1.78 | 1.93 | 254 | 100339 | 3.995 | 0 | -73.939 | 0.2 | 0 | 0 | 0 | 0 | 0 | 0 | 0 | 0 | 0 | 0 | 0 | 0 | 0 | 0 | 0 | 0 | 0 | 0
|  | 8732 | 12 | 716 | 20 | 364 | 30 | 7 | 52 | 1.74 | 2.39 | 248 | 100326 | 4.003 | 0 | -84.4704 | 0.2 | 0 | 0 | 0 | 0 | 0 | 0 | 0 | 0 | 0 | 0 | 0 | 0 | 0 | 0 | 0 | 0 | 0 | 0
|  | 8733 | 12 | 717 | 21 | 364 | 30 | 7 | 52 | 1.69 | 2.84 | 241 | 100313 | 4.009 | 0 | -95.76 | 0.2 | 0 | 0 | 0 | 0 | 0 | 0 | 0 | 0 | 0 | 0 | 0 | 0 | 0 | 0 | 0 | 0 | 0 | 0
|  | 8734 | 12 | 718 | 22 | 364 | 30 | 7 | 52 | 1.65 | 3.3 | 234 | 100300 | 4.017 | 0 | -108.9118 | 0.2 | 0 | 0 | 0 | 0 | 0 | 0 | 0 | 0 | 0 | 0 | 0 | 0 | 0 | 0 | 0 | 0 | 0 | 0
|  | 8735 | 12 | 719 | 23 | 364 | 30 | 7 | 52 | 1.8 | 3.31 | 231 | 100257 | 4.093 | 0 | -125.7652 | 0.2 | 0 | 0 | 0 | 0 | 0 | 0 | 0 | 0 | 0 | 0 | 0 | 0 | 0 | 0 | 0 | 0 | 0 | 0
|  | 8736 | 12 | 720 | 24 | 364 | 30 | 7 | 52 | 1.95 | 3.31 | 228 | 100215 | 4.169 | 0 | -148.9854 | 0.2 | 0 | 0 | 0 | 0 | 0 | 0 | 0 | 0 | 0 | 0 | 0 | 0 | 0 | 0 | 0 | 0 | 0 | 0
|  | 8737 | 12 | 721 | 1 | 365 | 31 | 1 | 53 | 2.1 | 3.32 | 224 | 100172 | 4.247 | 0 | -179.0605 | 0.2 | 0 | 0 | 0 | 0 | 0 | 0 | 0 | 0 | 0 | 0 | 0 | 0 | 0 | 0 | 0 | 0 | 0 | 0
|  | 8738 | 12 | 722 | 2 | 365 | 31 | 1 | 53 | 2.34 | 3.68 | 220 | 100123 | 4.358 | 0 | 150.4318 | 0.2 | 0 | 0 | 0 | 0 | 0 | 0 | 0 | 0 | 0 | 0 | 0 | 0 | 0 | 0 | 0 | 0 | 0 | 0
|  | 8739 | 12 | 723 | 3 | 365 | 31 | 1 | 53 | 2.59 | 4.04 | 216 | 100074 | 4.473 | 0 | 126.8395 | 0.2 | 0 | 0 | 0 | 0 | 0 | 0 | 0 | 0 | 0 | 0 | 0 | 0 | 0 | 0 | 0 | 0 | 0 | 0
|  | 8740 | 12 | 724 | 4 | 365 | 31 | 1 | 53 | 2.83 | 4.4 | 211 | 100025 | 4.589 | 0 | 109.7278 | 0.2 | 0 | 0 | 0 | 0 | 0 | 0 | 0 | 0 | 0 | 0 | 0 | 0 | 0 | 0 | 0 | 0 | 0 | 0
|  | 8741 | 12 | 725 | 5 | 365 | 31 | 1 | 53 | 3.15 | 4.42 | 211 | 99940 | 4.694 | 0 | 96.4335 | 0.2 | 0 | 0 | 0 | 0 | 0 | 0 | 0 | 0 | 0 | 0 | 0 | 0 | 0 | 0 | 0 | 0 | 0 | 0
|  | 8742 | 12 | 726 | 6 | 365 | 31 | 1 | 53 | 3.47 | 4.44 | 210 | 99854 | 4.802 | 0 | 85.0743 | 0.2 | 0 | 0 | 0 | 0 | 0 | 0 | 0 | 0 | 0 | 0 | 0 | 0 | 0 | 0 | 0 | 0 | 0 | 0
|  | 8743 | 12 | 727 | 7 | 365 | 31 | 1 | 53 | 3.8 | 4.46 | 210 | 99769 | 4.915 | 0 | 74.5185 | 0.2 | 0 | 0 | 0 | 0 | 0 | 0 | 0 | 0 | 0 | 0 | 0 | 0 | 0 | 0 | 0 | 0 | 0 | 0
|  | 8744 | 12 | 728 | 8 | 365 | 31 | 1 | 53 | 4.65 | 4.4 | 212 | 99753 | 5.222 | 0 | 64.0387 | 0.2 | 0 | 0 | 0 | 0 | 0 | 0 | 0 | 0 | 0 | 0 | 0 | 0 | 0 | 0 | 0 | 0 | 0 | 0
|  | 8745 | 12 | 729 | 9 | 365 | 31 | 1 | 53 | 5.5 | 4.35 | 215 | 99736 | 5.546 | 0.30804 | 53.1164 | 0.2 | 0 | 0 | 0 | 0 | 0 | 0 | 0 | 0 | 0 | 0 | 0 | 0 | 0 | 0 | 0 | 0 | 0 | 0
|  | 8746 | 12 | 730 | 10 | 365 | 31 | 1 | 53 | 6.35 | 4.3 | 218 | 99720 | 5.888 | 7.5906 | 41.3738 | 0.2 | 14.984 | 14.984 | 31.766 | 14.984 | 34.037 | 14.984 | 14.984 | 14.984 | 21.4668 | 21.4668 | 35.726 | 21.4668 | 37.3319 | 21.4668 | 21.4668 | 21.4668 | 27.3962 | 24.0127
|  | 8747 | 12 | 731 | 11 | 365 | 31 | 1 | 53 | 7.15 | 4.02 | 223 | 99697 | 6.235 | 13.2808 | 28.5979 | 0.2 | 27.5526 | 27.5526 | 28.0727 | 27.5526 | 28.5067 | 27.5526 | 27.5526 | 27.5526 | 43.659 | 43.659 | 44.2082 | 43.659 | 44.5151 | 43.659 | 43.659 | 43.659 | 53 | 52.7435
|  | 8748 | 12 | 732 | 12 | 365 | 31 | 1 | 53 | 7.96 | 3.73 | 229 | 99674 | 6.603 | 16.9546 | 14.8279 | 0.2 | 49.2856 | 49.2856 | 58.8217 | 49.2856 | 85.3072 | 49.2856 | 49.2856 | 49.2856 | 74.1606 | 74.1606 | 88.9363 | 74.1606 | 107.6644 | 74.1606 | 75.4503 | 74.1606 | 98.1084 | 86.7484
|  | 8749 | 12 | 733 | 13 | 365 | 31 | 1 | 53 | 8.76 | 3.45 | 235 | 99651 | 6.988 | 18.273 | 0.42512 | 0.2 | 52.4371 | 52.4371 | 52.5817 | 52.4371 | 71.9248 | 52.4371 | 52.4371 | 52.4371 | 82.0149 | 82.0149 | 86.6674 | 82.0149 | 100.345 | 82.0149 | 86.4629 | 82.0149 | 105.0065 | 98.5716
|  | 8750 | 12 | 734 | 14 | 365 | 31 | 1 | 53 | 8.79 | 3.31 | 236 | 99694 | 6.988 | 17.0991 | -13.9972 | 0.2 | 34.8203 | 34.8203 | 34.8203 | 34.8203 | 36.4668 | 34.8203 | 35.2307 | 34.8203 | 55.0854 | 55.0854 | 55.1643 | 55.0854 | 56.6188 | 55.0854 | 55.7448 | 55.0854 | 67 | 66.478
|  | 8751 | 12 | 735 | 15 | 365 | 31 | 1 | 53 | 8.83 | 3.17 | 237 | 99736 | 6.994 | 13.5553 | -27.8174 | 0.2 | 35.6411 | 35.6411 | 35.6411 | 35.6411 | 44.209 | 35.6411 | 40.1618 | 35.6411 | 56.1348 | 56.1348 | 56.1348 | 56.1348 | 63.8447 | 56.1348 | 60.9829 | 56.1348 | 70 | 67.6644
|  | 8752 | 12 | 736 | 16 | 365 | 31 | 1 | 53 | 8.86 | 3.03 | 238 | 99779 | 6.994 | 7.9717 | -40.6554 | 0.2 | 38.5314 | 38.5314 | 38.5314 | 38.5314 | 162.627 | 38.5314 | 145.1026 | 38.5314 | 52.0135 | 52.0135 | 52.0135 | 52.0135 | 155.9598 | 52.0135 | 143.5682 | 52.0135 | 78.9854 | 56.0787
|  | 8753 | 12 | 737 | 17 | 365 | 31 | 1 | 53 | 9.08 | 3.03 | 239 | 99822 | 7.093 | 0.77057 | -52.4547 | 0.2 | 10.3368 | 10.3368 | 10.3368 | 10.3368 | 106.5511 | 10.3368 | 135.5207 | 10.3368 | 13.9583 | 13.9583 | 13.9583 | 13.9583 | 83.4937 | 13.9583 | 103.9782 | 13.9583 | 17.0495 | 14.9259
|  | 8754 | 12 | 738 | 18 | 365 | 31 | 1 | 53 | 11.89 | 3.87 | 239 | 99864 | 8.69 | 0 | -63.4159 | 0.2 | 0 | 0 | 0 | 0 | 0 | 0 | 0 | 0 | 0 | 0 | 0 | 0 | 0 | 0 | 0 | 0 | 0 | 0
|  | 8755 | 12 | 739 | 19 | 365 | 31 | 1 | 53 | 10.88 | 3.63 | 240 | 99907 | 8.118 | 0 | -73.9087 | 0.2 | 0 | 0 | 0 | 0 | 0 | 0 | 0 | 0 | 0 | 0 | 0 | 0 | 0 | 0 | 0 | 0 | 0 | 0
|  | 8756 | 12 | 740 | 20 | 365 | 31 | 1 | 53 | 9.86 | 3.38 | 238 | 99923 | 7.576 | 0 | -84.4427 | 0.2 | 0 | 0 | 0 | 0 | 0 | 0 | 0 | 0 | 0 | 0 | 0 | 0 | 0 | 0 | 0 | 0 | 0 | 0
|  | 8757 | 12 | 741 | 21 | 365 | 31 | 1 | 53 | 8.85 | 3.14 | 237 | 99940 | 7.072 | 0 | -95.7291 | 0.2 | 0 | 0 | 0 | 0 | 0 | 0 | 0 | 0 | 0 | 0 | 0 | 0 | 0 | 0 | 0 | 0 | 0 | 0
|  | 8758 | 12 | 742 | 22 | 365 | 31 | 1 | 53 | 7.83 | 2.89 | 235 | 99956 | 0.033 | 0 | -108.8674 | 0.2 | 0 | 0 | 0 | 0 | 0 | 0 | 0 | 0 | 0 | 0 | 0 | 0 | 0 | 0 | 0 | 0 | 0 | 0
|  | 8759 | 12 | 743 | 23 | 365 | 31 | 1 | 53 | 6.82 | 2.64 | 234 | 99946 | 0.031 | 0 | -125.6861 | 0.2 | 0 | 0 | 0 | 0 | 0 | 0 | 0 | 0 | 0 | 0 | 0 | 0 | 0 | 0 | 0 | 0 | 0 | 0
|  | 8760 | 12 | 744 | 24 | 365 | 31 | 1 | 53 | 5.8 | 2.4 | 233 | 99936 | 0.029 | 0 | -148.8342 | 0.2 | 0 | 0 | 0 | 0 | 0 | 0 | 0 | 0 | 0 | 0 | 0 | 0 | 0 | 0 | 0 | 0 | 0 | 0
|  | 1 | 1 | 1 | 1 | 1 | 1 | 1 | 1 | 4.79 | 2.15 | 231 | 99927 | 0.027 | 0 | -178.881 | 0.2 | 0 | 0 | 0 | 0 | 0 | 0 | 0 | 0 | 0 | 0 | 0 | 0 | 0 | 0 | 0 | 0 | 0 | 0
|  | 2 | 1 | 2 | 2 | 1 | 1 | 1 | 1 | 3.77 | 1.91 | 334 | 100762 | 0.025 | 0 | 150.6435 | 0.2 | 0 | 0 | 0 | 0 | 0 | 0 | 0 | 0 | 0 | 0 | 0 | 0 | 0 | 0 | 0 | 0 | 0 | 0
|  | 3 | 1 | 3 | 3 | 1 | 1 | 1 | 1 | 2.76 | 1.66 | 305 | 100733 | 0.023 | 0 | 127.0272 | 0.2 | 0 | 0 | 0 | 0 | 0 | 0 | 0 | 0 | 0 | 0 | 0 | 0 | 0 | 0 | 0 | 0 | 0 | 0
|  | 4 | 1 | 4 | 4 | 1 | 1 | 1 | 1 | 1.74 | 1.41 | 276 | 100703 | 0.021 | 0 | 109.8847 | 0.2 | 0 | 0 | 0 | 0 | 0 | 0 | 0 | 0 | 0 | 0 | 0 | 0 | 0 | 0 | 0 | 0 | 0 | 0
|  | 5 | 1 | 5 | 5 | 1 | 1 | 1 | 1 | 0.73 | 1.17 | 271 | 100683 | 0.02 | 0 | 96.5682 | 0.2 | 0 | 0 | 0 | 0 | 0 | 0 | 0 | 0 | 0 | 0 | 0 | 0 | 0 | 0 | 0 | 0 | 0 | 0
|  | 6 | 1 | 6 | 6 | 1 | 1 | 1 | 1 | -0.28 | 0.92 | 266 | 100664 | 0.019 | 0 | 85.195 | 0.2 | 0 | 0 | 0 | 0 | 0 | 0 | 0 | 0 | 0 | 0 | 0 | 0 | 0 | 0 | 0 | 0 | 0 | 0
|  | 7 | 1 | 7 | 7 | 1 | 1 | 1 | 1 | -1.3 | 0.68 | 260 | 100644 | 0.017 | 0 | 74.6311 | 0.2 | 0 | 0 | 0 | 0 | 0 | 0 | 0 | 0 | 0 | 0 | 0 | 0 | 0 | 0 | 0 | 0 | 0 | 0
|  | 8 | 1 | 8 | 8 | 1 | 1 | 1 | 1 | -2.31 | 0.43 | 252 | 100647 | 0.016 | 0 | 64.1472 | 0.2 | 0 | 0 | 0 | 0 | 0 | 0 | 0 | 0 | 0 | 0 | 0 | 0 | 0 | 0 | 0 | 0 | 0 | 0
|  | 9 | 1 | 9 | 9 | 1 | 1 | 1 | 1 | -3.33 | 0.19 | 245 | 100651 | 0.015 | 0.32338 | 53.2229 | 0.2 | 0 | 0 | 0 | 0 | 0 | 0 | 0 | 0 | 0 | 0 | 0 | 0 | 0 | 0 | 0 | 0 | 0 | 0
|  | 10 | 1 | 10 | 10 | 1 | 1 | 1 | 1 | -0.63 | 0.72 | 237 | 100654 | 3.538 | 7.6183 | 41.4786 | 0.2 | 17.0838 | 17.0838 | 36.8075 | 17.0838 | 39.3942 | 17.0838 | 17.0838 | 17.0838 | 24.4867 | 24.4867 | 41.2499 | 24.4867 | 43.079 | 24.4867 | 24.4867 | 24.4867 | 31.3973 | 27.4143
|  | 11 | 1 | 11 | 11 | 1 | 1 | 1 | 1 | 0.37 | 0.51 | 249 | 100624 | 3.779 | 13.3231 | 28.6995 | 0.2 | 41.7579 | 41.7579 | 74.8029 | 41.7579 | 102.1172 | 41.7579 | 41.7579 | 41.7579 | 59.2302 | 59.2302 | 94.1196 | 59.2302 | 113.4337 | 59.2302 | 59.2302 | 59.2302 | 82.5397 | 66.2437
|  | 12 | 1 | 12 | 12 | 1 | 1 | 1 | 1 | 1.38 | 0.3 | 262 | 100595 | 4.037 | 17.0127 | 14.9225 | 0.2 | 42.876 | 42.876 | 45.1599 | 42.876 | 51.446 | 42.876 | 42.876 | 42.876 | 67.4817 | 67.4817 | 71.0155 | 67.4817 | 75.4604 | 67.4817 | 67.7856 | 67.4817 | 84 | 81.2863
|  | 13 | 1 | 13 | 13 | 1 | 1 | 1 | 1 | 2.39 | 0.1 | 274 | 100565 | 4.31 | 18.3464 | 0.50792 | 0.2 | 50.0857 | 50.0857 | 50.2052 | 50.0857 | 63.5625 | 50.0857 | 50.0857 | 50.0857 | 78.5806 | 78.5806 | 81.8254 | 78.5806 | 91.2704 | 78.5806 | 81.6564 | 78.5806 | 99 | 94.5307
|  | 14 | 1 | 14 | 14 | 1 | 1 | 1 | 1 | 2.27 | 0.51 | 281 | 100546 | 4.238 | 17.1854 | -13.93 | 0.2 | 53.4494 | 53.4494 | 53.4494 | 53.4494 | 77.8442 | 53.4494 | 59.5 | 53.4494 | 83.4161 | 83.4161 | 84.6341 | 83.4161 | 106.1623 | 83.4161 | 93.191 | 83.4161 | 107.9603 | 100.187
|  | 15 | 1 | 15 | 15 | 1 | 1 | 1 | 1 | 2.15 | 0.92 | 288 | 100526 | 4.168 | 13.651 | -27.767 | 0.2 | 34.2678 | 34.2678 | 34.2678 | 34.2678 | 40.9403 | 34.2678 | 37.7809 | 34.2678 | 54.04 | 54.04 | 54.04 | 54.04 | 60.0533 | 54.04 | 57.8192 | 54.04 | 67 | 65.1686
|  | 16 | 1 | 16 | 16 | 1 | 1 | 1 | 1 | 2.03 | 1.34 | 295 | 100507 | 4.098 | 8.0735 | -40.6206 | 0.2 | 20.569 | 20.569 | 20.569 | 20.569 | 24.0574 | 20.569 | 23.5611 | 20.569 | 32.5616 | 32.5616 | 32.5616 | 32.5616 | 35.4893 | 32.5616 | 35.1384 | 32.5616 | 40 | 39.3481
|  | 17 | 1 | 17 | 17 | 1 | 1 | 1 | 1 | 1.6 | 1.42 | 299 | 100500 | 4.033 | 0.87578 | -52.4325 | 0.2 | 8.9565 | 8.9565 | 8.9565 | 8.9565 | 39.7445 | 8.9565 | 48.9826 | 8.9565 | 11.7304 | 11.7304 | 11.7304 | 11.7304 | 34.0466 | 11.7304 | 40.5789 | 11.7304 | 12.8301 | 12.0582
|  | 18 | 1 | 18 | 18 | 1 | 1 | 1 | 1 | 1.16 | 1.49 | 304 | 100493 | 3.965 | 0 | -63.4034 | 0.2 | 0 | 0 | 0 | 0 | 0 | 0 | 0 | 0 | 0 | 0 | 0 | 0 | 0 | 0 | 0 | 0 | 0 | 0
|  | 19 | 1 | 19 | 19 | 1 | 1 | 1 | 1 | 0.73 | 1.57 | 309 | 100487 | 3.9 | 0 | -73.903 | 0.2 | 0 | 0 | 0 | 0 | 0 | 0 | 0 | 0 | 0 | 0 | 0 | 0 | 0 | 0 | 0 | 0 | 0 | 0
|  | 20 | 1 | 20 | 20 | 1 | 1 | 1 | 1 | 0.66 | 1.55 | 301 | 100490 | 3.886 | 0 | -84.4407 | 0.2 | 0 | 0 | 0 | 0 | 0 | 0 | 0 | 0 | 0 | 0 | 0 | 0 | 0 | 0 | 0 | 0 | 0 | 0
|  | 21 | 1 | 21 | 21 | 1 | 1 | 1 | 1 | 0.59 | 1.54 | 294 | 100493 | 3.871 | 0 | -95.7268 | 0.2 | 0 | 0 | 0 | 0 | 0 | 0 | 0 | 0 | 0 | 0 | 0 | 0 | 0 | 0 | 0 | 0 | 0 | 0
|  | 22 | 1 | 22 | 22 | 1 | 1 | 1 | 1 | 0.52 | 1.52 | 286 | 100497 | 3.857 | 0 | -108.8573 | 0.2 | 0 | 0 | 0 | 0 | 0 | 0 | 0 | 0 | 0 | 0 | 0 | 0 | 0 | 0 | 0 | 0 | 0 | 0
|  | 23 | 1 | 23 | 23 | 1 | 1 | 1 | 1 | 0.55 | 1.47 | 290 | 100484 | 3.86 | 0 | -125.6507 | 0.2 | 0 | 0 | 0 | 0 | 0 | 0 | 0 | 0 | 0 | 0 | 0 | 0 | 0 | 0 | 0 | 0 | 0 | 0
|  | 24 | 1 | 24 | 24 | 1 | 1 | 1 | 1 | 0.57 | 1.43 | 294 | 100470 | 3.86 | 0 | -148.7391 | 0.2 | 0 | 0 | 0 | 0 | 0 | 0 | 0 | 0 | 0 | 0 | 0 | 0 | 0 | 0 | 0 | 0 | 0 | 0
|  | 25 | 1 | 25 | 1 | 2 | 2 | 2 | 1 | 0.6 | 1.38 | 298 | 100457 | 3.864 | 0 | -178.6493 | 0.2 | 0 | 0 | 0 | 0 | 0 | 0 | 0 | 0 | 0 | 0 | 0 | 0 | 0 | 0 | 0 | 0 | 0 | 0
|  | 26 | 1 | 26 | 2 | 2 | 2 | 2 | 1 | 0.53 | 1.44 | 309 | 100464 | 3.859 | 0 | 150.9062 | 0.2 | 0 | 0 | 0 | 0 | 0 | 0 | 0 | 0 | 0 | 0 | 0 | 0 | 0 | 0 | 0 | 0 | 0 | 0
|  | 27 | 1 | 27 | 3 | 2 | 2 | 2 | 1 | 0.47 | 1.5 | 319 | 100470 | 3.858 | 0 | 127.2557 | 0.2 | 0 | 0 | 0 | 0 | 0 | 0 | 0 | 0 | 0 | 0 | 0 | 0 | 0 | 0 | 0 | 0 | 0 | 0
|  | 28 | 1 | 28 | 4 | 2 | 2 | 2 | 1 | 0.4 | 1.56 | 329 | 100477 | 3.853 | 0 | 110.0738 | 0.2 | 0 | 0 | 0 | 0 | 0 | 0 | 0 | 0 | 0 | 0 | 0 | 0 | 0 | 0 | 0 | 0 | 0 | 0
|  | 29 | 1 | 29 | 5 | 2 | 2 | 2 | 1 | 0.42 | 1.95 | 337 | 100503 | 3.849 | 0 | 96.7299 | 0.2 | 0 | 0 | 0 | 0 | 0 | 0 | 0 | 0 | 0 | 0 | 0 | 0 | 0 | 0 | 0 | 0 | 0 | 0
|  | 30 | 1 | 30 | 6 | 2 | 2 | 2 | 1 | 0.45 | 2.35 | 345 | 100529 | 3.847 | 0 | 85.34 | 0.2 | 0 | 0 | 0 | 0 | 0 | 0 | 0 | 0 | 0 | 0 | 0 | 0 | 0 | 0 | 0 | 0 | 0 | 0
|  | 31 | 1 | 31 | 7 | 2 | 2 | 2 | 1 | 0.47 | 2.74 | 353 | 100556 | 3.842 | 0 | 74.7667 | 0.2 | 0 | 0 | 0 | 0 | 0 | 0 | 0 | 0 | 0 | 0 | 0 | 0 | 0 | 0 | 0 | 0 | 0 | 0
|  | 32 | 1 | 32 | 8 | 2 | 2 | 2 | 1 | 0.66 | 2.53 | 1 | 100598 | 3.886 | 0 | 64.2783 | 0.2 | 0 | 0 | 0 | 0 | 0 | 0 | 0 | 0 | 0 | 0 | 0 | 0 | 0 | 0 | 0 | 0 | 0 | 0
|  | 33 | 1 | 33 | 9 | 2 | 2 | 2 | 1 | 0.86 | 2.32 | 8 | 100641 | 3.934 | 0.33155 | 53.3525 | 0.2 | 0 | 0 | 0 | 0 | 0 | 0 | 0 | 0 | 0 | 0 | 0 | 0 | 0 | 0 | 0 | 0 | 0 | 0
|  | 34 | 1 | 34 | 10 | 2 | 2 | 2 | 1 | 1.05 | 2.11 | 16 | 100683 | 3.979 | 7.6415 | 41.6075 | 0.2 | 20.5831 | 20.5831 | 95.1631 | 20.5831 | 104.5625 | 20.5831 | 20.5831 | 20.5831 | 24.7148 | 24.7148 | 88.1062 | 24.7148 | 94.7525 | 24.7148 | 24.7148 | 24.7148 | 38.5863 | 23.5173
|  | 35 | 1 | 35 | 11 | 2 | 2 | 2 | 1 | 1.26 | 2.31 | 16 | 100683 | 3.866 | 13.3644 | 28.826 | 0.2 | 43.9212 | 43.9212 | 86.0805 | 43.9212 | 120.5263 | 43.9212 | 43.9212 | 43.9212 | 61.9156 | 61.9156 | 106.416 | 61.9156 | 130.7729 | 61.9156 | 61.9156 | 61.9156 | 89.9421 | 69.1683
|  | 36 | 1 | 36 | 12 | 2 | 2 | 2 | 1 | 1.48 | 2.51 | 17 | 100683 | 3.752 | 17.0738 | 15.0423 | 0.2 | 52.9639 | 52.9639 | 65.1938 | 52.9639 | 98.472 | 52.9639 | 52.9639 | 52.9639 | 79.3567 | 79.3567 | 98.2388 | 79.3567 | 121.77 | 79.3567 | 80.943 | 79.3567 | 107.1621 | 92.6888
|  | 37 | 1 | 37 | 13 | 2 | 2 | 2 | 1 | 1.7 | 2.7 | 18 | 100683 | 3.633 | 18.427 | 0.6152 | 0.2 | 78.1748 | 78.1748 | 80.2638 | 78.1748 | 272.7298 | 78.1748 | 78.1748 | 78.1748 | 102.724 | 102.724 | 150.0398 | 102.724 | 286.1338 | 102.724 | 147.0854 | 102.724 | 174.1444 | 109.3188
|  | 38 | 1 | 38 | 14 | 2 | 2 | 2 | 1 | 1.68 | 2.45 | 19 | 100687 | 3.707 | 17.283 | -13.8403 | 0.2 | 83.0228 | 83.0228 | 83.0228 | 83.0228 | 380.9702 | 83.0228 | 156.4278 | 83.0228 | 103.5225 | 103.5225 | 119.1284 | 103.5225 | 381.7143 | 103.5225 | 222.9388 | 103.5225 | 201.8282 | 106.353
|  | 39 | 1 | 39 | 15 | 2 | 2 | 2 | 1 | 1.66 | 2.2 | 20 | 100690 | 3.781 | 13.7616 | -27.6969 | 0.2 | 69.408 | 69.408 | 69.408 | 69.408 | 358.7934 | 69.408 | 221.3185 | 69.408 | 86.948 | 86.948 | 86.948 | 86.948 | 348.1753 | 86.948 | 250.9659 | 86.948 | 169.8554 | 89.8095
|  | 40 | 1 | 40 | 16 | 2 | 2 | 2 | 1 | 1.63 | 1.94 | 22 | 100693 | 3.852 | 8.1928 | -40.5686 | 0.2 | 44.2065 | 44.2065 | 44.2065 | 44.2065 | 219.3827 | 44.2065 | 194.1844 | 44.2065 | 57.6693 | 57.6693 | 57.6693 | 57.6693 | 205.0146 | 57.6693 | 187.1968 | 57.6693 | 93.7927 | 60.5912
|  | 41 | 1 | 41 | 17 | 2 | 2 | 2 | 1 | 0.65 | 1.85 | 19 | 100716 | 3.637 | 1.0003 | -52.3957 | 0.2 | 7.8712 | 7.8712 | 7.8712 | 7.8712 | 15.7765 | 7.8712 | 18.1348 | 7.8712 | 12.3384 | 12.3384 | 12.3384 | 12.3384 | 18.0882 | 12.3384 | 19.7558 | 12.3384 | 15.0969 | 14.8707
|  | 42 | 1 | 42 | 18 | 2 | 2 | 2 | 1 | -0.33 | 1.76 | 17 | 100739 | 3.431 | 0 | -63.3779 | 0.2 | 0 | 0 | 0 | 0 | 0 | 0 | 0 | 0 | 0 | 0 | 0 | 0 | 0 | 0 | 0 | 0 | 0 | 0
|  | 43 | 1 | 43 | 19 | 2 | 2 | 2 | 1 | -1.31 | 1.67 | 14 | 100762 | 3.234 | 0 | -73.8852 | 0.2 | 0 | 0 | 0 | 0 | 0 | 0 | 0 | 0 | 0 | 0 | 0 | 0 | 0 | 0 | 0 | 0 | 0 | 0
|  | 44 | 1 | 44 | 20 | 2 | 2 | 2 | 1 | -1.91 | 1.72 | 7 | 100788 | 3.114 | 0 | -84.4268 | 0.2 | 0 | 0 | 0 | 0 | 0 | 0 | 0 | 0 | 0 | 0 | 0 | 0 | 0 | 0 | 0 | 0 | 0 | 0
|  | 45 | 1 | 45 | 21 | 2 | 2 | 2 | 1 | -2.52 | 1.78 | 359 | 100815 | 2.995 | 0 | -95.7112 | 0.2 | 0 | 0 | 0 | 0 | 0 | 0 | 0 | 0 | 0 | 0 | 0 | 0 | 0 | 0 | 0 | 0 | 0 | 0
|  | 46 | 1 | 46 | 22 | 2 | 2 | 2 | 1 | -3.12 | 1.83 | 352 | 100841 | 2.881 | 0 | -108.8301 | 0.2 | 0 | 0 | 0 | 0 | 0 | 0 | 0 | 0 | 0 | 0 | 0 | 0 | 0 | 0 | 0 | 0 | 0 | 0
|  | 47 | 1 | 47 | 23 | 2 | 2 | 2 | 1 | -2.96 | 1.57 | 348 | 100851 | 2.92 | 0 | -125.5906 | 0.2 | 0 | 0 | 0 | 0 | 0 | 0 | 0 | 0 | 0 | 0 | 0 | 0 | 0 | 0 | 0 | 0 | 0 | 0
|  | 48 | 1 | 48 | 24 | 2 | 2 | 2 | 1 | -2.81 | 1.31 | 345 | 100860 | 2.957 | 0 | -148.6055 | 0.2 | 0 | 0 | 0 | 0 | 0 | 0 | 0 | 0 | 0 | 0 | 0 | 0 | 0 | 0 | 0 | 0 | 0 | 0
|  | 49 | 1 | 49 | 1 | 3 | 3 | 3 | 1 | -2.65 | 1.05 | 341 | 100870 | 2.996 | 0 | -178.4191 | 0.2 | 0 | 0 | 0 | 0 | 0 | 0 | 0 | 0 | 0 | 0 | 0 | 0 | 0 | 0 | 0 | 0 | 0 | 0
|  | 50 | 1 | 50 | 2 | 3 | 3 | 3 | 1 | -2.8 | 1.13 | 351 | 100870 | 2.927 | 0 | 151.174 | 0.2 | 0 | 0 | 0 | 0 | 0 | 0 | 0 | 0 | 0 | 0 | 0 | 0 | 0 | 0 | 0 | 0 | 0 | 0
|  | 51 | 1 | 51 | 3 | 3 | 3 | 3 | 1 | -2.95 | 1.2 | 1 | 100870 | 2.858 | 0 | 127.4918 | 0.2 | 0 | 0 | 0 | 0 | 0 | 0 | 0 | 0 | 0 | 0 | 0 | 0 | 0 | 0 | 0 | 0 | 0 | 0
|  | 52 | 1 | 52 | 4 | 3 | 3 | 3 | 1 | -3.1 | 1.28 | 11 | 100870 | 2.79 | 0 | 110.2704 | 0.2 | 0 | 0 | 0 | 0 | 0 | 0 | 0 | 0 | 0 | 0 | 0 | 0 | 0 | 0 | 0 | 0 | 0 | 0
|  | 53 | 1 | 53 | 5 | 3 | 3 | 3 | 1 | -3.12 | 1.11 | 28 | 100870 | 2.793 | 0 | 96.8984 | 0.2 | 0 | 0 | 0 | 0 | 0 | 0 | 0 | 0 | 0 | 0 | 0 | 0 | 0 | 0 | 0 | 0 | 0 | 0
|  | 54 | 1 | 54 | 6 | 3 | 3 | 3 | 1 | -3.13 | 0.94 | 46 | 100870 | 2.798 | 0 | 85.491 | 0.2 | 0 | 0 | 0 | 0 | 0 | 0 | 0 | 0 | 0 | 0 | 0 | 0 | 0 | 0 | 0 | 0 | 0 | 0
|  | 55 | 1 | 55 | 7 | 3 | 3 | 3 | 1 | -3.15 | 0.77 | 63 | 100870 | 2.801 | 0 | 74.9079 | 0.2 | 0 | 0 | 0 | 0 | 0 | 0 | 0 | 0 | 0 | 0 | 0 | 0 | 0 | 0 | 0 | 0 | 0 | 0
|  | 56 | 1 | 56 | 8 | 3 | 3 | 3 | 1 | -2.87 | 0.56 | 76 | 100880 | 2.84 | 0 | 64.4145 | 0.2 | 0 | 0 | 0 | 0 | 0 | 0 | 0 | 0 | 0 | 0 | 0 | 0 | 0 | 0 | 0 | 0 | 0 | 0
|  | 57 | 1 | 57 | 9 | 3 | 3 | 3 | 1 | -2.6 | 0.34 | 89 | 100890 | 2.879 | 0.34573 | 53.4865 | 0.2 | 0 | 0 | 0 | 0 | 0 | 0 | 0 | 0 | 0 | 0 | 0 | 0 | 0 | 0 | 0 | 0 | 0 | 0
|  | 58 | 1 | 58 | 10 | 3 | 3 | 3 | 1 | -2.32 | 0.12 | 102 | 100900 | 2.919 | 7.6713 | 41.7401 | 0.2 | 19.4289 | 19.4289 | 68.6827 | 19.4289 | 74.6322 | 19.4289 | 19.4289 | 19.4289 | 25.808 | 25.808 | 67.682 | 25.808 | 71.8889 | 25.808 | 25.808 | 25.808 | 37.1849 | 27.2199
|  | 59 | 1 | 59 | 11 | 3 | 3 | 3 | 1 | -1.43 | 0.41 | 88 | 100890 | 3.024 | 13.4126 | 28.9554 | 0.2 | 60.4549 | 60.4549 | 229.3922 | 60.4549 | 365.7863 | 60.4549 | 60.4549 | 60.4549 | 69.581 | 69.581 | 247.8784 | 69.581 | 344.3235 | 69.581 | 69.581 | 69.581 | 149.2427 | 66.0295
|  | 60 | 1 | 60 | 12 | 3 | 3 | 3 | 1 | -0.53 | 0.7 | 74 | 100880 | 3.13 | 17.1422 | 15.1639 | 0.2 | 70.3236 | 70.3236 | 123.0467 | 70.3236 | 264.8617 | 70.3236 | 70.3236 | 70.3236 | 91.7936 | 91.7936 | 173.0346 | 91.7936 | 273.313 | 91.7936 | 98.4729 | 91.7936 | 159.5186 | 97.3495
|  | 61 | 1 | 61 | 13 | 3 | 3 | 3 | 1 | 0.36 | 0.99 | 60 | 100870 | 3.232 | 18.5151 | 0.72279 | 0.2 | 85.4474 | 85.4474 | 90.0948 | 85.4474 | 453.8272 | 85.4474 | 85.4474 | 85.4474 | 102.5788 | 102.5788 | 193.1048 | 102.5788 | 450.3024 | 102.5788 | 186.5324 | 102.5788 | 226.4523 | 103.0766
|  | 62 | 1 | 62 | 14 | 3 | 3 | 3 | 1 | 0.4 | 1.07 | 57 | 100828 | 3.179 | 17.3879 | -13.7517 | 0.2 | 83.7738 | 83.7738 | 83.7738 | 83.7738 | 416.0086 | 83.7738 | 165.0814 | 83.7738 | 103.0799 | 103.0799 | 121.3245 | 103.0799 | 413.7432 | 103.0799 | 236.3109 | 103.0799 | 212.3902 | 105.2808
|  | 63 | 1 | 63 | 15 | 3 | 3 | 3 | 1 | 0.44 | 1.15 | 54 | 100785 | 3.126 | 13.8792 | -27.629 | 0.2 | 76.8501 | 76.8501 | 76.8501 | 76.8501 | 363.4618 | 76.8501 | 226.8721 | 76.8501 | 96.7748 | 96.7748 | 96.7748 | 96.7748 | 355.9614 | 96.7748 | 259.3779 | 96.7748 | 179.6863 | 99.7527
|  | 64 | 1 | 64 | 16 | 3 | 3 | 3 | 1 | 0.48 | 1.23 | 51 | 100742 | 3.072 | 8.3187 | -40.5201 | 0.2 | 51.1759 | 51.1759 | 51.1759 | 51.1759 | 261.9556 | 51.1759 | 231.3265 | 51.1759 | 66.3039 | 66.3039 | 66.3039 | 66.3039 | 244.0158 | 66.3039 | 222.3578 | 66.3039 | 109.8798 | 69.3371
|  | 65 | 1 | 65 | 17 | 3 | 3 | 3 | 1 | -0.34 | 1.8 | 55 | 100729 | 2.977 | 1.1311 | -52.3629 | 0.2 | 11.7678 | 11.7678 | 11.7678 | 11.7678 | 131.4488 | 11.7678 | 166.9689 | 11.7678 | 16.0624 | 16.0624 | 16.0624 | 16.0624 | 103.4257 | 16.0624 | 128.5423 | 16.0624 | 21.3462 | 17.4767
|  | 66 | 1 | 66 | 18 | 3 | 3 | 3 | 1 | -1.17 | 2.37 | 59 | 100716 | 2.879 | 0 | -63.3571 | 0.2 | 0 | 0 | 0 | 0 | 0 | 0 | 0 | 0 | 0 | 0 | 0 | 0 | 0 | 0 | 0 | 0 | 0 | 0
|  | 67 | 1 | 67 | 19 | 3 | 3 | 3 | 1 | -2 | 2.94 | 63 | 100703 | 2.782 | 0 | -73.8727 | 0.2 | 0 | 0 | 0 | 0 | 0 | 0 | 0 | 0 | 0 | 0 | 0 | 0 | 0 | 0 | 0 | 0 | 0 | 0
|  | 68 | 1 | 68 | 20 | 3 | 3 | 3 | 1 | -2.51 | 2.95 | 66 | 100697 | 2.73 | 0 | -84.4186 | 0.2 | 0 | 0 | 0 | 0 | 0 | 0 | 0 | 0 | 0 | 0 | 0 | 0 | 0 | 0 | 0 | 0 | 0 | 0
|  | 69 | 1 | 69 | 21 | 3 | 3 | 3 | 1 | -3.02 | 2.97 | 69 | 100690 | 2.678 | 0 | -95.7022 | 0.2 | 0 | 0 | 0 | 0 | 0 | 0 | 0 | 0 | 0 | 0 | 0 | 0 | 0 | 0 | 0 | 0 | 0 | 0
|  | 70 | 1 | 70 | 22 | 3 | 3 | 3 | 1 | -3.53 | 2.98 | 72 | 100683 | 2.626 | 0 | -108.8102 | 0.2 | 0 | 0 | 0 | 0 | 0 | 0 | 0 | 0 | 0 | 0 | 0 | 0 | 0 | 0 | 0 | 0 | 0 | 0
|  | 71 | 1 | 71 | 23 | 3 | 3 | 3 | 1 | -3.75 | 2.36 | 74 | 100661 | 2.608 | 0 | -125.5383 | 0.2 | 0 | 0 | 0 | 0 | 0 | 0 | 0 | 0 | 0 | 0 | 0 | 0 | 0 | 0 | 0 | 0 | 0 | 0
|  | 72 | 1 | 72 | 24 | 3 | 3 | 3 | 1 | -3.97 | 1.75 | 75 | 100638 | 2.59 | 0 | -148.4786 | 0.2 | 0 | 0 | 0 | 0 | 0 | 0 | 0 | 0 | 0 | 0 | 0 | 0 | 0 | 0 | 0 | 0 | 0 | 0
|  | 73 | 1 | 73 | 1 | 4 | 4 | 4 | 1 | -4.19 | 1.13 | 77 | 100615 | 2.572 | 0 | -178.1905 | 0.2 | 0 | 0 | 0 | 0 | 0 | 0 | 0 | 0 | 0 | 0 | 0 | 0 | 0 | 0 | 0 | 0 | 0 | 0
|  | 74 | 1 | 74 | 2 | 4 | 4 | 4 | 1 | -4.09 | 1.12 | 91 | 100575 | 2.576 | 0 | 151.4466 | 0.2 | 0 | 0 | 0 | 0 | 0 | 0 | 0 | 0 | 0 | 0 | 0 | 0 | 0 | 0 | 0 | 0 | 0 | 0
|  | 75 | 1 | 75 | 3 | 4 | 4 | 4 | 1 | -4 | 1.11 | 106 | 100536 | 2.577 | 0 | 127.7352 | 0.2 | 0 | 0 | 0 | 0 | 0 | 0 | 0 | 0 | 0 | 0 | 0 | 0 | 0 | 0 | 0 | 0 | 0 | 0
|  | 76 | 1 | 76 | 4 | 4 | 4 | 4 | 1 | -3.9 | 1.1 | 120 | 100497 | 2.581 | 0 | 110.4744 | 0.2 | 0 | 0 | 0 | 0 | 0 | 0 | 0 | 0 | 0 | 0 | 0 | 0 | 0 | 0 | 0 | 0 | 0 | 0
|  | 77 | 1 | 77 | 5 | 4 | 4 | 4 | 1 | -3.95 | 1.07 | 128 | 100474 | 2.59 | 0 | 97.0737 | 0.2 | 0 | 0 | 0 | 0 | 0 | 0 | 0 | 0 | 0 | 0 | 0 | 0 | 0 | 0 | 0 | 0 | 0 | 0
|  | 78 | 1 | 78 | 6 | 4 | 4 | 4 | 1 | -4 | 1.03 | 137 | 100451 | 2.599 | 0 | 85.6482 | 0.2 | 0 | 0 | 0 | 0 | 0 | 0 | 0 | 0 | 0 | 0 | 0 | 0 | 0 | 0 | 0 | 0 | 0 | 0
|  | 79 | 1 | 79 | 7 | 4 | 4 | 4 | 1 | -4.05 | 0.99 | 145 | 100428 | 2.608 | 0 | 75.0545 | 0.2 | 0 | 0 | 0 | 0 | 0 | 0 | 0 | 0 | 0 | 0 | 0 | 0 | 0 | 0 | 0 | 0 | 0 | 0
|  | 80 | 1 | 80 | 8 | 4 | 4 | 4 | 1 | -3.59 | 0.91 | 148 | 100425 | 2.677 | 0 | 64.5555 | 0.2 | 0 | 0 | 0 | 0 | 0 | 0 | 0 | 0 | 0 | 0 | 0 | 0 | 0 | 0 | 0 | 0 | 0 | 0
|  | 81 | 1 | 81 | 9 | 4 | 4 | 4 | 1 | -3.13 | 0.83 | 151 | 100421 | 2.747 | 0.36589 | 53.6249 | 0.2 | 0 | 0 | 0 | 0 | 0 | 0 | 0 | 0 | 0 | 0 | 0 | 0 | 0 | 0 | 0 | 0 | 0 | 0
|  | 82 | 1 | 82 | 10 | 4 | 4 | 4 | 1 | -2.67 | 0.74 | 154 | 100418 | 2.818 | 7.7074 | 41.8765 | 0.2 | 27.3965 | 27.3965 | 359.3118 | 27.3965 | 397.6274 | 27.3965 | 27.3965 | 27.3965 | 25.5652 | 25.5652 | 307.8484 | 25.5652 | 334.9417 | 25.5652 | 25.5652 | 25.5652 | 86.8765 | 19.583
|  | 83 | 1 | 83 | 11 | 4 | 4 | 4 | 1 | -1.47 | 1.01 | 168 | 100379 | 2.906 | 13.4677 | 29.0876 | 0.2 | 47.0341 | 47.0341 | 108.3869 | 47.0341 | 157.3193 | 47.0341 | 47.0341 | 47.0341 | 62.3248 | 62.3248 | 127.0788 | 62.3248 | 161.6793 | 62.3248 | 62.3248 | 62.3248 | 96.3374 | 66.1142
|  | 84 | 1 | 84 | 12 | 4 | 4 | 4 | 1 | -0.27 | 1.27 | 183 | 100339 | 2.982 | 17.2177 | 15.2871 | 0.2 | 29.214 | 29.214 | 29.214 | 29.214 | 29.214 | 29.214 | 29.214 | 29.214 | 46.3379 | 46.3379 | 46.3379 | 46.3379 | 46.3379 | 46.3379 | 46.3379 | 46.3379 | 56 | 56
|  | 85 | 1 | 85 | 13 | 4 | 4 | 4 | 1 | 0.93 | 1.53 | 197 | 100300 | 3.046 | 18.6105 | 0.8307 | 0.2 | 34.9926 | 34.9926 | 34.9984 | 34.9926 | 35.3874 | 34.9926 | 34.9926 | 34.9926 | 55.4018 | 55.4018 | 55.4999 | 55.4018 | 55.775 | 55.4018 | 55.4918 | 55.4018 | 67 | 66.867
|  | 86 | 1 | 86 | 14 | 4 | 4 | 4 | 1 | 0.62 | 1.19 | 199 | 100274 | 3.082 | 17.5001 | -13.6642 | 0.2 | 42.0339 | 42.0339 | 42.0339 | 42.0339 | 48.8204 | 42.0339 | 43.6838 | 42.0339 | 66.2249 | 66.2249 | 66.6154 | 66.2249 | 72.5807 | 66.2249 | 68.9486 | 66.2249 | 82 | 79.7979
|  | 87 | 1 | 87 | 15 | 4 | 4 | 4 | 1 | 0.32 | 0.84 | 202 | 100248 | 3.117 | 14.0038 | -27.5636 | 0.2 | 40.3259 | 40.3259 | 40.3259 | 40.3259 | 53.7289 | 40.3259 | 47.322 | 40.3259 | 63.3157 | 63.3157 | 63.3157 | 63.3157 | 75.4593 | 63.3157 | 70.9289 | 63.3157 | 80 | 76.2293
|  | 88 | 1 | 88 | 16 | 4 | 4 | 4 | 1 | 0.01 | 0.5 | 205 | 100221 | 3.146 | 8.4512 | -40.4748 | 0.2 | 27.5311 | 27.5311 | 27.5311 | 27.5311 | 42.3785 | 27.5311 | 40.2007 | 27.5311 | 43.2392 | 43.2392 | 43.2392 | 43.2392 | 55.7886 | 43.2392 | 54.2487 | 43.2392 | 55 | 52.0999
|  | 89 | 1 | 89 | 17 | 4 | 4 | 4 | 1 | -0.61 | 0.7 | 179 | 100208 | 3.056 | 1.268 | -52.3343 | 0.2 | 14.4519 | 14.4519 | 14.4519 | 14.4519 | 55.5532 | 14.4519 | 67.6966 | 14.4519 | 19.9347 | 19.9347 | 19.9347 | 19.9347 | 50.0504 | 19.9347 | 58.6371 | 19.9347 | 22.8526 | 21.3638
|  | 90 | 1 | 90 | 18 | 4 | 4 | 4 | 1 | -1.23 | 0.91 | 153 | 100195 | 2.967 | 0 | -63.3411 | 0.2 | 0 | 0 | 0 | 0 | 0 | 0 | 0 | 0 | 0 | 0 | 0 | 0 | 0 | 0 | 0 | 0 | 0 | 0
|  | 91 | 1 | 91 | 19 | 4 | 4 | 4 | 1 | -1.85 | 1.12 | 127 | 100182 | 2.879 | 0 | -73.8655 | 0.2 | 0 | 0 | 0 | 0 | 0 | 0 | 0 | 0 | 0 | 0 | 0 | 0 | 0 | 0 | 0 | 0 | 0 | 0
|  | 92 | 1 | 92 | 20 | 4 | 4 | 4 | 1 | -2.13 | 0.97 | 146 | 100172 | 2.802 | 0 | -84.4163 | 0.2 | 0 | 0 | 0 | 0 | 0 | 0 | 0 | 0 | 0 | 0 | 0 | 0 | 0 | 0 | 0 | 0 | 0 | 0
|  | 93 | 1 | 93 | 21 | 4 | 4 | 4 | 1 | -2.41 | 0.82 | 164 | 100162 | 2.727 | 0 | -95.6996 | 0.2 | 0 | 0 | 0 | 0 | 0 | 0 | 0 | 0 | 0 | 0 | 0 | 0 | 0 | 0 | 0 | 0 | 0 | 0
|  | 94 | 1 | 94 | 22 | 4 | 4 | 4 | 1 | -2.69 | 0.68 | 183 | 100153 | 2.653 | 0 | -108.7975 | 0.2 | 0 | 0 | 0 | 0 | 0 | 0 | 0 | 0 | 0 | 0 | 0 | 0 | 0 | 0 | 0 | 0 | 0 | 0
|  | 95 | 1 | 95 | 23 | 4 | 4 | 4 | 1 | -2.89 | 0.79 | 180 | 100130 | 2.612 | 0 | -125.4935 | 0.2 | 0 | 0 | 0 | 0 | 0 | 0 | 0 | 0 | 0 | 0 | 0 | 0 | 0 | 0 | 0 | 0 | 0 | 0
|  | 96 | 1 | 96 | 24 | 4 | 4 | 4 | 1 | -3.1 | 0.9 | 177 | 100107 | 2.571 | 0 | -148.3581 | 0.2 | 0 | 0 | 0 | 0 | 0 | 0 | 0 | 0 | 0 | 0 | 0 | 0 | 0 | 0 | 0 | 0 | 0 | 0
|  | 97 | 1 | 97 | 1 | 5 | 5 | 5 | 1 | -3.3 | 1.01 | 175 | 100084 | 2.532 | 0 | -177.9636 | 0.2 | 0 | 0 | 0 | 0 | 0 | 0 | 0 | 0 | 0 | 0 | 0 | 0 | 0 | 0 | 0 | 0 | 0 | 0
|  | 98 | 1 | 98 | 2 | 5 | 5 | 5 | 1 | -3.4 | 1.15 | 174 | 100071 | 2.47 | 0 | 151.7238 | 0.2 | 0 | 0 | 0 | 0 | 0 | 0 | 0 | 0 | 0 | 0 | 0 | 0 | 0 | 0 | 0 | 0 | 0 | 0
|  | 99 | 1 | 99 | 3 | 5 | 5 | 5 | 1 | -3.49 | 1.29 | 174 | 100058 | 2.411 | 0 | 127.986 | 0.2 | 0 | 0 | 0 | 0 | 0 | 0 | 0 | 0 | 0 | 0 | 0 | 0 | 0 | 0 | 0 | 0 | 0 | 0
|  | 100 | 1 | 100 | 4 | 5 | 5 | 5 | 1 | -3.59 | 1.43 | 173 | 100044 | 2.35 | 0 | 110.6858 | 0.2 | 0 | 0 | 0 | 0 | 0 | 0 | 0 | 0 | 0 | 0 | 0 | 0 | 0 | 0 | 0 | 0 | 0 | 0
|  | 101 | 1 | 101 | 5 | 5 | 5 | 5 | 1 | -3.48 | 2.01 | 174 | 100002 | 2.375 | 0 | 97.2557 | 0.2 | 0 | 0 | 0 | 0 | 0 | 0 | 0 | 0 | 0 | 0 | 0 | 0 | 0 | 0 | 0 | 0 | 0 | 0
|  | 102 | 1 | 102 | 6 | 5 | 5 | 5 | 1 | -3.36 | 2.58 | 175 | 99959 | 2.403 | 0 | 85.8114 | 0.2 | 0 | 0 | 0 | 0 | 0 | 0 | 0 | 0 | 0 | 0 | 0 | 0 | 0 | 0 | 0 | 0 | 0 | 0
|  | 103 | 1 | 103 | 7 | 5 | 5 | 5 | 1 | -3.25 | 3.16 | 176 | 99917 | 2.429 | 0 | 75.2066 | 0.2 | 0 | 0 | 0 | 0 | 0 | 0 | 0 | 0 | 0 | 0 | 0 | 0 | 0 | 0 | 0 | 0 | 0 | 0
|  | 104 | 1 | 104 | 8 | 5 | 5 | 5 | 1 | -2.31 | 3.15 | 175 | 99894 | 2.571 | 0 | 64.7016 | 0.2 | 0 | 0 | 0 | 0 | 0 | 0 | 0 | 0 | 0 | 0 | 0 | 0 | 0 | 0 | 0 | 0 | 0 | 0
|  | 105 | 1 | 105 | 9 | 5 | 5 | 5 | 1 | -1.37 | 3.15 | 174 | 99871 | 2.72 | 0.39198 | 53.7678 | 0.2 | 0 | 0 | 0 | 0 | 0 | 0 | 0 | 0 | 0 | 0 | 0 | 0 | 0 | 0 | 0 | 0 | 0 | 0
|  | 106 | 1 | 106 | 10 | 5 | 5 | 5 | 1 | -0.43 | 3.14 | 173 | 99848 | 2.876 | 7.7499 | 42.0166 | 0.2 | 19.9683 | 19.9683 | 69.9416 | 19.9683 | 75.437 | 19.9683 | 19.9683 | 19.9683 | 26.5431 | 26.5431 | 69.0643 | 26.5431 | 72.9501 | 26.5431 | 26.5431 | 26.5431 | 38.1695 | 28.0089
|  | 107 | 1 | 107 | 11 | 5 | 5 | 5 | 1 | 1.34 | 2.83 | 178 | 99776 | 3.127 | 13.5295 | 29.2227 | 0.2 | 54.5837 | 54.5837 | 162.5395 | 54.5837 | 247.5685 | 54.5837 | 54.5837 | 54.5837 | 67.1106 | 67.1106 | 181.071 | 67.1106 | 241.1956 | 67.1106 | 67.1106 | 67.1106 | 120.1939 | 66.9853
|  | 108 | 1 | 108 | 12 | 5 | 5 | 5 | 1 | 3.11 | 2.52 | 182 | 99704 | 3.387 | 17.3004 | 15.412 | 0.2 | 83.8153 | 83.8153 | 177.597 | 83.8153 | 424.009 | 83.8153 | 83.8153 | 83.8153 | 99.7369 | 99.7369 | 243.7713 | 99.7369 | 418.0108 | 99.7369 | 111.1439 | 99.7369 | 208.0938 | 98.1801
|  | 109 | 1 | 109 | 13 | 5 | 5 | 5 | 1 | 4.88 | 2.21 | 186 | 99632 | 3.654 | 18.7132 | 0.93898 | 0.2 | 93.1049 | 93.1049 | 99.3656 | 93.1049 | 475.0875 | 93.1049 | 93.1049 | 93.1049 | 110.9849 | 110.9849 | 206.918 | 110.9849 | 472.5935 | 110.9849 | 198.0641 | 110.9849 | 239.5541 | 110.1447
|  | 110 | 1 | 110 | 14 | 5 | 5 | 5 | 1 | 4.72 | 2.67 | 184 | 99553 | 3.743 | 17.6196 | -13.5777 | 0.2 | 91.8565 | 91.8565 | 91.8565 | 91.8565 | 447.5377 | 91.8565 | 177.7582 | 91.8565 | 112.1396 | 112.1396 | 133.5713 | 112.1396 | 445.8176 | 112.1396 | 255.0547 | 112.1396 | 229.6064 | 113.3957
|  | 111 | 1 | 111 | 15 | 5 | 5 | 5 | 1 | 4.57 | 3.14 | 181 | 99474 | 3.834 | 14.1354 | -27.5004 | 0.2 | 77.2637 | 77.2637 | 77.2637 | 77.2637 | 416.0693 | 77.2637 | 253.6377 | 77.2637 | 94.7348 | 94.7348 | 94.7348 | 94.7348 | 402.3258 | 94.7348 | 287.4693 | 94.7348 | 192.3291 | 96.1353
|  | 112 | 1 | 112 | 16 | 5 | 5 | 5 | 1 | 4.41 | 3.6 | 178 | 99396 | 3.919 | 8.5904 | -40.4329 | 0.2 | 53.836 | 53.836 | 53.836 | 53.836 | 290.2671 | 53.836 | 255.2891 | 53.836 | 69.6322 | 69.6322 | 69.6322 | 69.6322 | 269.9938 | 69.6322 | 245.2606 | 69.6322 | 119.9922 | 73.0692
|  | 113 | 1 | 113 | 17 | 5 | 5 | 5 | 1 | 4.03 | 3.71 | 179 | 99350 | 3.762 | 1.4111 | -52.3097 | 0.2 | 12.8827 | 12.8827 | 12.8827 | 12.8827 | 128.6379 | 12.8827 | 162.705 | 12.8827 | 18.011 | 18.011 | 18.011 | 18.011 | 103.16 | 18.011 | 127.2491 | 18.011 | 24.7497 | 20.086
|  | 114 | 1 | 114 | 18 | 5 | 5 | 5 | 1 | 3.65 | 3.82 | 181 | 99304 | 3.61 | 0 | -63.3297 | 0.2 | 0 | 0 | 0 | 0 | 0 | 0 | 0 | 0 | 0 | 0 | 0 | 0 | 0 | 0 | 0 | 0 | 0 | 0
|  | 115 | 1 | 115 | 19 | 5 | 5 | 5 | 1 | 3.27 | 3.93 | 182 | 99258 | 3.464 | 0 | -73.8634 | 0.2 | 0 | 0 | 0 | 0 | 0 | 0 | 0 | 0 | 0 | 0 | 0 | 0 | 0 | 0 | 0 | 0 | 0 | 0
|  | 116 | 1 | 116 | 20 | 5 | 5 | 5 | 1 | 3.27 | 4 | 184 | 99229 | 3.422 | 0 | -84.4198 | 0.2 | 0 | 0 | 0 | 0 | 0 | 0 | 0 | 0 | 0 | 0 | 0 | 0 | 0 | 0 | 0 | 0 | 0 | 0
|  | 117 | 1 | 117 | 21 | 5 | 5 | 5 | 1 | 3.28 | 4.08 | 185 | 99199 | 3.383 | 0 | -95.7034 | 0.2 | 0 | 0 | 0 | 0 | 0 | 0 | 0 | 0 | 0 | 0 | 0 | 0 | 0 | 0 | 0 | 0 | 0 | 0
|  | 118 | 1 | 118 | 22 | 5 | 5 | 5 | 1 | 3.28 | 4.15 | 186 | 99170 | 3.342 | 0 | -108.7919 | 0.2 | 0 | 0 | 0 | 0 | 0 | 0 | 0 | 0 | 0 | 0 | 0 | 0 | 0 | 0 | 0 | 0 | 0 | 0
|  | 119 | 1 | 119 | 23 | 5 | 5 | 5 | 1 | 3.36 | 4.5 | 184 | 99120 | 3.333 | 0 | -125.4562 | 0.2 | 0 | 0 | 0 | 0 | 0 | 0 | 0 | 0 | 0 | 0 | 0 | 0 | 0 | 0 | 0 | 0 | 0 | 0
|  | 120 | 1 | 120 | 24 | 5 | 5 | 5 | 1 | 3.44 | 4.84 | 183 | 99071 | 3.324 | 0 | -148.2442 | 0.2 | 0 | 0 | 0 | 0 | 0 | 0 | 0 | 0 | 0 | 0 | 0 | 0 | 0 | 0 | 0 | 0 | 0 | 0
|  | 121 | 1 | 121 | 1 | 6 | 6 | 6 | 1 | 3.52 | 5.19 | 181 | 99022 | 3.315 | 0 | -177.7386 | 0.2 | 0 | 0 | 0 | 0 | 0 | 0 | 0 | 0 | 0 | 0 | 0 | 0 | 0 | 0 | 0 | 0 | 0 | 0
|  | 122 | 1 | 122 | 2 | 6 | 6 | 6 | 1 | 3.75 | 5.68 | 184 | 98934 | 3.548 | 0 | 152.0054 | 0.2 | 0 | 0 | 0 | 0 | 0 | 0 | 0 | 0 | 0 | 0 | 0 | 0 | 0 | 0 | 0 | 0 | 0 | 0
|  | 123 | 1 | 123 | 3 | 6 | 6 | 6 | 1 | 3.98 | 6.17 | 187 | 98845 | 3.788 | 0 | 128.2439 | 0.2 | 0 | 0 | 0 | 0 | 0 | 0 | 0 | 0 | 0 | 0 | 0 | 0 | 0 | 0 | 0 | 0 | 0 | 0
|  | 124 | 1 | 124 | 4 | 6 | 6 | 6 | 1 | 4.21 | 6.66 | 190 | 98757 | 4.035 | 0 | 110.9045 | 0.2 | 0 | 0 | 0 | 0 | 0 | 0 | 0 | 0 | 0 | 0 | 0 | 0 | 0 | 0 | 0 | 0 | 0 | 0
|  | 125 | 1 | 125 | 5 | 6 | 6 | 6 | 1 | 4.55 | 6.78 | 194 | 98740 | 4.336 | 0 | 97.4444 | 0.2 | 0 | 0 | 0 | 0 | 0 | 0 | 0 | 0 | 0 | 0 | 0 | 0 | 0 | 0 | 0 | 0 | 0 | 0
|  | 126 | 1 | 126 | 6 | 6 | 6 | 6 | 1 | 4.89 | 6.89 | 198 | 98724 | 4.649 | 0 | 85.9807 | 0.2 | 0 | 0 | 0 | 0 | 0 | 0 | 0 | 0 | 0 | 0 | 0 | 0 | 0 | 0 | 0 | 0 | 0 | 0
|  | 127 | 1 | 127 | 7 | 6 | 6 | 6 | 1 | 5.23 | 7.01 | 202 | 98708 | 4.975 | 0 | 75.3641 | 0.2 | 0 | 0 | 0 | 0 | 0 | 0 | 0 | 0 | 0 | 0 | 0 | 0 | 0 | 0 | 0 | 0 | 0 | 0
|  | 128 | 1 | 128 | 8 | 6 | 6 | 6 | 1 | 5.71 | 6.88 | 202 | 98747 | 5.137 | 0 | 64.8525 | 0.2 | 0 | 0 | 0 | 0 | 0 | 0 | 0 | 0 | 0 | 0 | 0 | 0 | 0 | 0 | 0 | 0 | 0 | 0
|  | 129 | 1 | 129 | 9 | 6 | 6 | 6 | 1 | 6.19 | 6.76 | 203 | 98786 | 5.303 | 0.42395 | 53.9149 | 0.2 | 0 | 0 | 0 | 0 | 0 | 0 | 0 | 0 | 0 | 0 | 0 | 0 | 0 | 0 | 0 | 0 | 0 | 0
|  | 130 | 1 | 130 | 10 | 6 | 6 | 6 | 1 | 6.67 | 6.63 | 203 | 98826 | 5.474 | 7.7987 | 42.1604 | 0.2 | 17.1039 | 17.1039 | 36.4486 | 17.1039 | 38.4678 | 17.1039 | 17.1039 | 17.1039 | 24.5139 | 24.5139 | 40.9839 | 24.5139 | 42.4117 | 24.5139 | 24.5139 | 24.5139 | 31.3868 | 27.4395
|  | 131 | 1 | 131 | 11 | 6 | 6 | 6 | 1 | 7.08 | 6.72 | 202 | 98809 | 5.588 | 13.5981 | 29.3606 | 0.2 | 29.5239 | 29.5239 | 30.6877 | 29.5239 | 31.5926 | 29.5239 | 29.5239 | 29.5239 | 46.7285 | 46.7285 | 47.9574 | 46.7285 | 48.5972 | 46.7285 | 46.7285 | 46.7285 | 57 | 56.4259
|  | 132 | 1 | 132 | 12 | 6 | 6 | 6 | 1 | 7.5 | 6.81 | 201 | 98793 | 5.707 | 17.3902 | 15.5387 | 0.2 | 29.2126 | 29.2126 | 29.2126 | 29.2126 | 29.2126 | 29.2126 | 29.2126 | 29.2126 | 46.3368 | 46.3368 | 46.3368 | 46.3368 | 46.3368 | 46.3368 | 46.3368 | 46.3368 | 56 | 56
|  | 133 | 1 | 133 | 13 | 6 | 6 | 6 | 1 | 7.91 | 6.9 | 200 | 98776 | 5.824 | 18.8232 | 1.0477 | 0.2 | 36.4799 | 36.4799 | 36.4992 | 36.4799 | 37.5345 | 36.4799 | 36.4799 | 36.4799 | 57.7159 | 57.7159 | 57.9838 | 57.7159 | 58.7158 | 57.7159 | 57.9565 | 57.7159 | 70 | 69.6405
|  | 134 | 1 | 134 | 14 | 6 | 6 | 6 | 1 | 8.37 | 7.03 | 201 | 98724 | 6.21 | 17.7463 | -13.4922 | 0.2 | 13.9526 | 13.9526 | 13.9526 | 13.9526 | 13.9526 | 13.9526 | 13.9526 | 13.9526 | 22.2476 | 22.2476 | 22.2476 | 22.2476 | 22.2476 | 22.2476 | 22.2476 | 22.2476 | 27 | 27
|  | 135 | 1 | 135 | 15 | 6 | 6 | 6 | 1 | 8.84 | 7.17 | 203 | 98671 | 6.621 | 14.2739 | -27.4395 | 0.2 | 48.3401 | 48.3401 | 48.3401 | 48.3401 | 94.3287 | 48.3401 | 72.2185 | 48.3401 | 72.448 | 72.448 | 72.448 | 72.448 | 114.2887 | 72.448 | 98.6545 | 72.448 | 97.8196 | 84.6364
|  | 136 | 1 | 136 | 16 | 6 | 6 | 6 | 1 | 9.3 | 7.31 | 205 | 98619 | 7.045 | 8.736 | -40.3943 | 0.2 | 31.4292 | 31.4292 | 31.4292 | 31.4292 | 67.7304 | 31.4292 | 62.3177 | 31.4292 | 47.3648 | 47.3648 | 47.3648 | 47.3648 | 78.2127 | 47.3648 | 74.3853 | 47.3648 | 62.8095 | 55.4852
|  | 137 | 1 | 137 | 17 | 6 | 6 | 6 | 1 | 9.22 | 7.18 | 206 | 98642 | 6.952 | 1.5603 | -52.2892 | 0.2 | 2.5584 | 2.5584 | 2.5584 | 2.5584 | 2.5584 | 2.5584 | 2.5584 | 2.5584 | 4.1019 | 4.1019 | 4.1019 | 4.1019 | 4.1019 | 4.1019 | 4.1019 | 4.1019 | 5 | 5
|  | 138 | 1 | 138 | 18 | 6 | 6 | 6 | 1 | 9.13 | 7.05 | 208 | 98665 | 6.854 | 0 | -63.3229 | 0.2 | 0 | 0 | 0 | 0 | 0 | 0 | 0 | 0 | 0 | 0 | 0 | 0 | 0 | 0 | 0 | 0 | 0 | 0
|  | 139 | 1 | 139 | 19 | 6 | 6 | 6 | 1 | 9.04 | 6.92 | 210 | 98688 | 6.758 | 0 | -73.8665 | 0.2 | 0 | 0 | 0 | 0 | 0 | 0 | 0 | 0 | 0 | 0 | 0 | 0 | 0 | 0 | 0 | 0 | 0 | 0
|  | 140 | 1 | 140 | 20 | 6 | 6 | 6 | 1 | 8.92 | 6.69 | 210 | 98747 | 6.682 | 0 | -84.4289 | 0.2 | 0 | 0 | 0 | 0 | 0 | 0 | 0 | 0 | 0 | 0 | 0 | 0 | 0 | 0 | 0 | 0 | 0 | 0
|  | 141 | 1 | 141 | 21 | 6 | 6 | 6 | 1 | 8.81 | 6.46 | 210 | 98806 | 6.613 | 0 | -95.7135 | 0.2 | 0 | 0 | 0 | 0 | 0 | 0 | 0 | 0 | 0 | 0 | 0 | 0 | 0 | 0 | 0 | 0 | 0 | 0
|  | 142 | 1 | 142 | 22 | 6 | 6 | 6 | 1 | 8.69 | 6.23 | 210 | 98865 | 6.538 | 0 | -108.7932 | 0.2 | 0 | 0 | 0 | 0 | 0 | 0 | 0 | 0 | 0 | 0 | 0 | 0 | 0 | 0 | 0 | 0 | 0 | 0
|  | 143 | 1 | 143 | 23 | 6 | 6 | 6 | 1 | 8.7 | 6.24 | 209 | 98924 | 6.576 | 0 | -125.4263 | 0.2 | 0 | 0 | 0 | 0 | 0 | 0 | 0 | 0 | 0 | 0 | 0 | 0 | 0 | 0 | 0 | 0 | 0 | 0
|  | 144 | 1 | 144 | 24 | 6 | 6 | 6 | 1 | 8.7 | 6.24 | 209 | 98983 | 6.61 | 0 | -148.1366 | 0.2 | 0 | 0 | 0 | 0 | 0 | 0 | 0 | 0 | 0 | 0 | 0 | 0 | 0 | 0 | 0 | 0 | 0 | 0
|  | 145 | 1 | 145 | 1 | 7 | 7 | 7 | 1 | 8.71 | 6.25 | 208 | 99042 | 6.648 | 0 | -177.5155 | 0.2 | 0 | 0 | 0 | 0 | 0 | 0 | 0 | 0 | 0 | 0 | 0 | 0 | 0 | 0 | 0 | 0 | 0 | 0
|  | 146 | 1 | 146 | 2 | 7 | 7 | 7 | 1 | 8.92 | 5.96 | 208 | 99097 | 6.794 | 0 | 152.2911 | 0.2 | 0 | 0 | 0 | 0 | 0 | 0 | 0 | 0 | 0 | 0 | 0 | 0 | 0 | 0 | 0 | 0 | 0 | 0
|  | 147 | 1 | 147 | 3 | 7 | 7 | 7 | 1 | 9.13 | 5.67 | 208 | 99153 | 6.942 | 0 | 128.5087 | 0.2 | 0 | 0 | 0 | 0 | 0 | 0 | 0 | 0 | 0 | 0 | 0 | 0 | 0 | 0 | 0 | 0 | 0 | 0
|  | 148 | 1 | 148 | 4 | 7 | 7 | 7 | 1 | 9.34 | 5.38 | 208 | 99209 | 7.093 | 0 | 111.1303 | 0.2 | 0 | 0 | 0 | 0 | 0 | 0 | 0 | 0 | 0 | 0 | 0 | 0 | 0 | 0 | 0 | 0 | 0 | 0
|  | 149 | 1 | 149 | 5 | 7 | 7 | 7 | 1 | 9.24 | 5.26 | 203 | 99232 | 7.057 | 0 | 97.6397 | 0.2 | 0 | 0 | 0 | 0 | 0 | 0 | 0 | 0 | 0 | 0 | 0 | 0 | 0 | 0 | 0 | 0 | 0 | 0
|  | 150 | 1 | 150 | 6 | 7 | 7 | 7 | 1 | 9.14 | 5.13 | 199 | 99255 | 7.023 | 0 | 86.1558 | 0.2 | 0 | 0 | 0 | 0 | 0 | 0 | 0 | 0 | 0 | 0 | 0 | 0 | 0 | 0 | 0 | 0 | 0 | 0
|  | 151 | 1 | 151 | 7 | 7 | 7 | 7 | 1 | 9.03 | 5.01 | 194 | 99278 | 6.983 | 0 | 75.527 | 0.2 | 0 | 0 | 0 | 0 | 0 | 0 | 0 | 0 | 0 | 0 | 0 | 0 | 0 | 0 | 0 | 0 | 0 | 0
|  | 152 | 1 | 152 | 8 | 7 | 7 | 7 | 1 | 9.06 | 4.93 | 191 | 99307 | 7.004 | 0 | 65.0083 | 0.2 | 0 | 0 | 0 | 0 | 0 | 0 | 0 | 0 | 0 | 0 | 0 | 0 | 0 | 0 | 0 | 0 | 0 | 0
|  | 153 | 1 | 153 | 9 | 7 | 7 | 7 | 1 | 9.09 | 4.85 | 187 | 99337 | 7.025 | 0.46176 | 54.0665 | 0.2 | 0 | 0 | 0 | 0 | 0 | 0 | 0 | 0 | 0 | 0 | 0 | 0 | 0 | 0 | 0 | 0 | 0 | 0
|  | 154 | 1 | 154 | 10 | 7 | 7 | 7 | 1 | 9.12 | 4.77 | 183 | 99366 | 7.047 | 7.8537 | 42.3079 | 0.2 | 6.6699 | 6.6699 | 6.6699 | 6.6699 | 6.6699 | 6.6699 | 6.6699 | 6.6699 | 10.6778 | 10.6778 | 10.6778 | 10.6778 | 10.6778 | 10.6778 | 10.6778 | 10.6778 | 13 | 13
|  | 155 | 1 | 155 | 11 | 7 | 7 | 7 | 1 | 9.22 | 4.69 | 181 | 99333 | 7.09 | 13.6734 | 29.5014 | 0.2 | 29.0539 | 29.0539 | 29.9446 | 29.0539 | 30.6282 | 29.0539 | 29.0539 | 29.0539 | 46.0046 | 46.0046 | 46.9456 | 46.0046 | 47.4289 | 46.0046 | 46.0046 | 46.0046 | 56 | 55.5599
|  | 156 | 1 | 156 | 12 | 7 | 7 | 7 | 1 | 9.33 | 4.6 | 180 | 99301 | 7.137 | 17.487 | 15.6672 | 0.2 | 21.2831 | 21.2831 | 21.2831 | 21.2831 | 21.2831 | 21.2831 | 21.2831 | 21.2831 | 33.8512 | 33.8512 | 33.8512 | 33.8512 | 33.8512 | 33.8512 | 33.8512 | 33.8512 | 41 | 41
|  | 157 | 1 | 157 | 13 | 7 | 7 | 7 | 1 | 9.43 | 4.51 | 179 | 99268 | 7.18 | 18.9403 | 1.1568 | 0.2 | 17.0903 | 17.0903 | 17.0903 | 17.0903 | 17.0903 | 17.0903 | 17.0903 | 17.0903 | 27.2178 | 27.2178 | 27.2178 | 27.2178 | 27.2178 | 27.2178 | 27.2178 | 27.2178 | 33 | 33
|  | 158 | 1 | 158 | 14 | 7 | 7 | 7 | 1 | 9.98 | 4.79 | 185 | 99242 | 7.459 | 17.8802 | -13.4077 | 0.2 | 28.1479 | 28.1479 | 28.1479 | 28.1479 | 28.1479 | 28.1479 | 28.1479 | 28.1479 | 44.6668 | 44.6668 | 44.6668 | 44.6668 | 44.6668 | 44.6668 | 44.6668 | 44.6668 | 54 | 54
|  | 159 | 1 | 159 | 15 | 7 | 7 | 7 | 1 | 10.54 | 5.07 | 192 | 99215 | 7.753 | 14.4194 | -27.3808 | 0.2 | 42.7879 | 42.7879 | 42.7879 | 42.7879 | 61.2205 | 42.7879 | 52.3346 | 42.7879 | 66.9841 | 66.9841 | 66.9841 | 66.9841 | 83.792 | 66.9841 | 77.5087 | 66.9841 | 85.9114 | 80.5741
|  | 160 | 1 | 160 | 16 | 7 | 7 | 7 | 1 | 11.09 | 5.35 | 198 | 99189 | 8.052 | 8.8882 | -40.3589 | 0.2 | 7.1861 | 7.1861 | 7.1861 | 7.1861 | 7.1861 | 7.1861 | 7.1861 | 7.1861 | 11.5014 | 11.5014 | 11.5014 | 11.5014 | 11.5014 | 11.5014 | 11.5014 | 11.5014 | 14 | 14
|  | 161 | 1 | 161 | 17 | 7 | 7 | 7 | 1 | 10.81 | 5.03 | 200 | 99225 | 7.8 | 1.7155 | -52.2726 | 0.2 | 6.6912 | 6.6912 | 6.6912 | 6.6912 | 7.6754 | 6.6912 | 7.9633 | 6.6912 | 10.6228 | 10.6228 | 10.6228 | 10.6228 | 11.3528 | 10.6228 | 11.5564 | 10.6228 | 12.9079 | 12.8598
|  | 162 | 1 | 162 | 18 | 7 | 7 | 7 | 1 | 10.52 | 4.72 | 202 | 99261 | 7.55 | 0 | -63.3207 | 0.2 | 0 | 0 | 0 | 0 | 0 | 0 | 0 | 0 | 0 | 0 | 0 | 0 | 0 | 0 | 0 | 0 | 0 | 0
|  | 163 | 1 | 163 | 19 | 7 | 7 | 7 | 1 | 10.23 | 4.4 | 203 | 99297 | 7.307 | 0 | -73.8747 | 0.2 | 0 | 0 | 0 | 0 | 0 | 0 | 0 | 0 | 0 | 0 | 0 | 0 | 0 | 0 | 0 | 0 | 0 | 0
|  | 164 | 1 | 164 | 20 | 7 | 7 | 7 | 1 | 9.77 | 4.2 | 197 | 99317 | 7.094 | 0 | -84.4436 | 0.2 | 0 | 0 | 0 | 0 | 0 | 0 | 0 | 0 | 0 | 0 | 0 | 0 | 0 | 0 | 0 | 0 | 0 | 0
|  | 165 | 1 | 165 | 21 | 7 | 7 | 7 | 1 | 9.3 | 4 | 191 | 99337 | 6.881 | 0 | -95.7297 | 0.2 | 0 | 0 | 0 | 0 | 0 | 0 | 0 | 0 | 0 | 0 | 0 | 0 | 0 | 0 | 0 | 0 | 0 | 0
|  | 166 | 1 | 166 | 22 | 7 | 7 | 7 | 1 | 8.84 | 3.79 | 185 | 99356 | 6.679 | 0 | -108.8013 | 0.2 | 0 | 0 | 0 | 0 | 0 | 0 | 0 | 0 | 0 | 0 | 0 | 0 | 0 | 0 | 0 | 0 | 0 | 0
|  | 167 | 1 | 167 | 23 | 7 | 7 | 7 | 1 | 8.65 | 4.22 | 185 | 99350 | 6.63 | 0 | -125.4036 | 0.2 | 0 | 0 | 0 | 0 | 0 | 0 | 0 | 0 | 0 | 0 | 0 | 0 | 0 | 0 | 0 | 0 | 0 | 0
|  | 168 | 1 | 168 | 24 | 7 | 7 | 7 | 1 | 8.45 | 4.65 | 185 | 99343 | 6.577 | 0 | -148.0353 | 0.2 | 0 | 0 | 0 | 0 | 0 | 0 | 0 | 0 | 0 | 0 | 0 | 0 | 0 | 0 | 0 | 0 | 0 | 0
|  | 169 | 1 | 169 | 1 | 8 | 8 | 1 | 2 | 8.26 | 5.08 | 184 | 99337 | 6.528 | 0 | -177.2945 | 0.2 | 0 | 0 | 0 | 0 | 0 | 0 | 0 | 0 | 0 | 0 | 0 | 0 | 0 | 0 | 0 | 0 | 0 | 0
|  | 170 | 1 | 170 | 2 | 8 | 8 | 1 | 2 | 8.41 | 5.13 | 186 | 99340 | 6.566 | 0 | 152.5807 | 0.2 | 0 | 0 | 0 | 0 | 0 | 0 | 0 | 0 | 0 | 0 | 0 | 0 | 0 | 0 | 0 | 0 | 0 | 0
|  | 171 | 1 | 171 | 3 | 8 | 8 | 1 | 2 | 8.57 | 5.18 | 188 | 99343 | 6.609 | 0 | 128.7803 | 0.2 | 0 | 0 | 0 | 0 | 0 | 0 | 0 | 0 | 0 | 0 | 0 | 0 | 0 | 0 | 0 | 0 | 0 | 0
|  | 172 | 1 | 172 | 4 | 8 | 8 | 1 | 2 | 8.72 | 5.23 | 190 | 99347 | 6.647 | 0 | 111.3631 | 0.2 | 0 | 0 | 0 | 0 | 0 | 0 | 0 | 0 | 0 | 0 | 0 | 0 | 0 | 0 | 0 | 0 | 0 | 0
|  | 173 | 1 | 173 | 5 | 8 | 8 | 1 | 2 | 8.63 | 5.61 | 189 | 99343 | 6.594 | 0 | 97.8415 | 0.2 | 0 | 0 | 0 | 0 | 0 | 0 | 0 | 0 | 0 | 0 | 0 | 0 | 0 | 0 | 0 | 0 | 0 | 0
|  | 174 | 1 | 174 | 6 | 8 | 8 | 1 | 2 | 8.55 | 6 | 189 | 99340 | 6.545 | 0 | 86.3369 | 0.2 | 0 | 0 | 0 | 0 | 0 | 0 | 0 | 0 | 0 | 0 | 0 | 0 | 0 | 0 | 0 | 0 | 0 | 0
|  | 175 | 1 | 175 | 7 | 8 | 8 | 1 | 2 | 8.46 | 6.39 | 189 | 99337 | 6.492 | 0 | 75.6953 | 0.2 | 0 | 0 | 0 | 0 | 0 | 0 | 0 | 0 | 0 | 0 | 0 | 0 | 0 | 0 | 0 | 0 | 0 | 0
|  | 176 | 1 | 176 | 8 | 8 | 8 | 1 | 2 | 8.77 | 6.47 | 191 | 99360 | 6.616 | 0 | 65.169 | 0.2 | 0 | 0 | 0 | 0 | 0 | 0 | 0 | 0 | 0 | 0 | 0 | 0 | 0 | 0 | 0 | 0 | 0 | 0
|  | 177 | 1 | 177 | 9 | 8 | 8 | 1 | 2 | 9.07 | 6.56 | 192 | 99383 | 6.736 | 0.50535 | 54.2223 | 0.2 | 0 | 0 | 0 | 0 | 0 | 0 | 0 | 0 | 0 | 0 | 0 | 0 | 0 | 0 | 0 | 0 | 0 | 0
|  | 178 | 1 | 178 | 10 | 8 | 8 | 1 | 2 | 9.38 | 6.65 | 194 | 99405 | 6.864 | 7.9149 | 42.4592 | 0.2 | 4.0904 | 4.0904 | 4.0904 | 4.0904 | 4.0904 | 4.0904 | 4.0904 | 4.0904 | 6.561 | 6.561 | 6.561 | 6.561 | 6.561 | 6.561 | 6.561 | 6.561 | 8 | 8
|  | 179 | 1 | 179 | 11 | 8 | 8 | 1 | 2 | 10.26 | 6.63 | 196 | 99383 | 7.127 | 13.7552 | 29.6451 | 0.2 | 54.9927 | 54.9927 | 161.0508 | 54.9927 | 241.3469 | 54.9927 | 54.9927 | 54.9927 | 67.673 | 67.673 | 179.7829 | 67.673 | 236.5608 | 67.673 | 67.673 | 67.673 | 120.0054 | 67.5163
|  | 180 | 1 | 180 | 12 | 8 | 8 | 1 | 2 | 11.15 | 6.62 | 198 | 99360 | 7.4 | 17.5907 | 15.7974 | 0.2 | 77.2747 | 77.2747 | 150.1219 | 77.2747 | 334.7559 | 77.2747 | 77.2747 | 77.2747 | 95.3563 | 95.3563 | 206.8554 | 95.3563 | 337.4114 | 95.3563 | 103.8339 | 95.3563 | 181.284 | 96.4477
|  | 181 | 1 | 181 | 13 | 8 | 8 | 1 | 2 | 12.04 | 6.61 | 200 | 99337 | 7.675 | 19.0647 | 1.2663 | 0.2 | 64.5727 | 64.5727 | 65.9974 | 64.5727 | 129.0238 | 64.5727 | 64.5727 | 64.5727 | 95.9836 | 95.9836 | 112.7447 | 95.9836 | 157.3111 | 95.9836 | 110.7299 | 95.9836 | 134.0302 | 111.751
|  | 182 | 1 | 182 | 14 | 8 | 8 | 1 | 2 | 12.44 | 6.07 | 202 | 99317 | 7.598 | 18.0212 | -13.3242 | 0.2 | 51.4605 | 51.4605 | 51.4605 | 51.4605 | 69.9407 | 51.4605 | 55.8372 | 51.4605 | 80.5151 | 80.5151 | 81.789 | 80.5151 | 97.9514 | 80.5151 | 87.9787 | 80.5151 | 102.9621 | 96.7837
|  | 183 | 1 | 183 | 15 | 8 | 8 | 1 | 2 | 12.85 | 5.54 | 203 | 99297 | 7.515 | 14.5717 | -27.3244 | 0.2 | 78.8067 | 78.8067 | 78.8067 | 78.8067 | 428.3894 | 78.8067 | 259.4282 | 78.8067 | 95.885 | 95.885 | 95.885 | 95.885 | 415.4061 | 95.885 | 295.9325 | 95.885 | 199.1031 | 96.8147
|  | 184 | 1 | 184 | 16 | 8 | 8 | 1 | 2 | 13.25 | 5.01 | 205 | 99278 | 7.416 | 9.0469 | -40.3267 | 0.2 | 44.3948 | 44.3948 | 44.3948 | 44.3948 | 188.3347 | 44.3948 | 166.5799 | 44.3948 | 59.569 | 59.569 | 59.569 | 59.569 | 182.6073 | 59.569 | 167.2244 | 59.569 | 94.2225 | 64.16
|  | 185 | 1 | 185 | 17 | 8 | 8 | 1 | 2 | 12.49 | 4.38 | 202 | 99301 | 7.061 | 1.8769 | -52.26 | 0.2 | 14.8254 | 14.8254 | 14.8254 | 14.8254 | 157.2401 | 14.8254 | 198.8231 | 14.8254 | 20.3602 | 20.3602 | 20.3602 | 20.3602 | 126.4541 | 20.3602 | 155.8577 | 20.3602 | 30.1066 | 22.482
|  | 186 | 1 | 186 | 18 | 8 | 8 | 1 | 2 | 11.72 | 3.76 | 199 | 99324 | 6.714 | 0 | -63.323 | 0.2 | 0 | 0 | 0 | 0 | 0 | 0 | 0 | 0 | 0 | 0 | 0 | 0 | 0 | 0 | 0 | 0 | 0 | 0
|  | 187 | 1 | 187 | 19 | 8 | 8 | 1 | 2 | 10.96 | 3.13 | 196 | 99347 | 6.389 | 0 | -73.8879 | 0.2 | 0 | 0 | 0 | 0 | 0 | 0 | 0 | 0 | 0 | 0 | 0 | 0 | 0 | 0 | 0 | 0 | 0 | 0
|  | 188 | 1 | 188 | 20 | 8 | 8 | 1 | 2 | 10.42 | 3.2 | 191 | 99340 | 6.219 | 0 | -84.4639 | 0.2 | 0 | 0 | 0 | 0 | 0 | 0 | 0 | 0 | 0 | 0 | 0 | 0 | 0 | 0 | 0 | 0 | 0 | 0
|  | 189 | 1 | 189 | 21 | 8 | 8 | 1 | 2 | 9.89 | 3.26 | 185 | 99333 | 6.056 | 0 | -95.7521 | 0.2 | 0 | 0 | 0 | 0 | 0 | 0 | 0 | 0 | 0 | 0 | 0 | 0 | 0 | 0 | 0 | 0 | 0 | 0
|  | 190 | 1 | 190 | 22 | 8 | 8 | 1 | 2 | 9.35 | 3.32 | 180 | 99327 | 5.892 | 0 | -108.8161 | 0.2 | 0 | 0 | 0 | 0 | 0 | 0 | 0 | 0 | 0 | 0 | 0 | 0 | 0 | 0 | 0 | 0 | 0 | 0
|  | 191 | 1 | 191 | 23 | 8 | 8 | 1 | 2 | 9.51 | 3.5 | 182 | 99288 | 5.815 | 0 | -125.388 | 0.2 | 0 | 0 | 0 | 0 | 0 | 0 | 0 | 0 | 0 | 0 | 0 | 0 | 0 | 0 | 0 | 0 | 0 | 0
|  | 192 | 1 | 192 | 24 | 8 | 8 | 1 | 2 | 9.66 | 3.67 | 184 | 99248 | 5.732 | 0 | -147.9403 | 0.2 | 0 | 0 | 0 | 0 | 0 | 0 | 0 | 0 | 0 | 0 | 0 | 0 | 0 | 0 | 0 | 0 | 0 | 0
|  | 193 | 1 | 193 | 1 | 9 | 9 | 2 | 2 | 9.82 | 3.85 | 186 | 99209 | 5.65 | 0 | -177.0757 | 0.2 | 0 | 0 | 0 | 0 | 0 | 0 | 0 | 0 | 0 | 0 | 0 | 0 | 0 | 0 | 0 | 0 | 0 | 0
|  | 194 | 1 | 194 | 2 | 9 | 9 | 2 | 2 | 9.72 | 4.46 | 189 | 99219 | 5.694 | 0 | 152.874 | 0.2 | 0 | 0 | 0 | 0 | 0 | 0 | 0 | 0 | 0 | 0 | 0 | 0 | 0 | 0 | 0 | 0 | 0 | 0
|  | 195 | 1 | 195 | 3 | 9 | 9 | 2 | 2 | 9.61 | 5.07 | 192 | 99229 | 5.733 | 0 | 129.0585 | 0.2 | 0 | 0 | 0 | 0 | 0 | 0 | 0 | 0 | 0 | 0 | 0 | 0 | 0 | 0 | 0 | 0 | 0 | 0
|  | 196 | 1 | 196 | 4 | 9 | 9 | 2 | 2 | 9.51 | 5.68 | 195 | 99238 | 5.775 | 0 | 111.6029 | 0.2 | 0 | 0 | 0 | 0 | 0 | 0 | 0 | 0 | 0 | 0 | 0 | 0 | 0 | 0 | 0 | 0 | 0 | 0
|  | 197 | 1 | 197 | 5 | 9 | 9 | 2 | 2 | 9.49 | 5.39 | 197 | 99238 | 5.699 | 0 | 98.0497 | 0.2 | 0 | 0 | 0 | 0 | 0 | 0 | 0 | 0 | 0 | 0 | 0 | 0 | 0 | 0 | 0 | 0 | 0 | 0
|  | 198 | 1 | 198 | 6 | 9 | 9 | 2 | 2 | 9.47 | 5.1 | 199 | 99238 | 5.624 | 0 | 86.5239 | 0.2 | 0 | 0 | 0 | 0 | 0 | 0 | 0 | 0 | 0 | 0 | 0 | 0 | 0 | 0 | 0 | 0 | 0 | 0
|  | 199 | 1 | 199 | 7 | 9 | 9 | 2 | 2 | 9.44 | 4.81 | 200 | 99238 | 5.545 | 0 | 75.8688 | 0.2 | 0 | 0 | 0 | 0 | 0 | 0 | 0 | 0 | 0 | 0 | 0 | 0 | 0 | 0 | 0 | 0 | 0 | 0
|  | 200 | 1 | 200 | 8 | 9 | 9 | 2 | 2 | 9.44 | 4.54 | 200 | 99271 | 5.912 | 0 | 65.3345 | 0.2 | 0 | 0 | 0 | 0 | 0 | 0 | 0 | 0 | 0 | 0 | 0 | 0 | 0 | 0 | 0 | 0 | 0 | 0
|  | 201 | 1 | 201 | 9 | 9 | 9 | 2 | 2 | 9.45 | 4.26 | 199 | 99304 | 6.284 | 0.55466 | 54.3825 | 0.2 | 0 | 0 | 0 | 0 | 0 | 0 | 0 | 0 | 0 | 0 | 0 | 0 | 0 | 0 | 0 | 0 | 0 | 0
|  | 202 | 1 | 202 | 10 | 9 | 9 | 2 | 2 | 9.45 | 3.99 | 199 | 99337 | 6.652 | 7.9823 | 42.6141 | 0.2 | 16.074 | 16.074 | 33.4981 | 16.074 | 35.0132 | 16.074 | 16.074 | 16.074 | 23.0317 | 23.0317 | 37.9041 | 23.0317 | 38.9755 | 23.0317 | 23.0317 | 23.0317 | 29.3734 | 25.7647
|  | 203 | 1 | 203 | 11 | 9 | 9 | 2 | 2 | 9.32 | 4 | 201 | 99373 | 6.795 | 13.8437 | 29.7917 | 0.2 | 28.594 | 28.594 | 29.1631 | 28.594 | 29.588 | 28.594 | 28.594 | 28.594 | 45.2997 | 45.2997 | 45.9017 | 45.2997 | 46.2022 | 45.2997 | 45.2997 | 45.2997 | 55 | 54.7177
|  | 204 | 1 | 204 | 12 | 9 | 9 | 2 | 2 | 9.19 | 4 | 203 | 99409 | 6.937 | 17.7014 | 15.9295 | 0.2 | 31.337 | 31.337 | 31.337 | 31.337 | 31.337 | 31.337 | 31.337 | 31.337 | 49.6733 | 49.6733 | 49.6733 | 49.6733 | 49.6733 | 49.6733 | 49.6733 | 49.6733 | 60 | 60
|  | 205 | 1 | 205 | 13 | 9 | 9 | 2 | 2 | 9.06 | 4.01 | 205 | 99445 | 7.074 | 19.1961 | 1.3764 | 0.2 | 41.3552 | 41.3552 | 41.4464 | 41.3552 | 45.1483 | 41.3552 | 41.3552 | 41.3552 | 65.2684 | 65.2684 | 66.2669 | 65.2684 | 68.8845 | 65.2684 | 66.138 | 65.2684 | 80 | 78.679
|  | 206 | 1 | 206 | 14 | 9 | 9 | 2 | 2 | 8.83 | 3.87 | 212 | 99556 | 6.976 | 18.1692 | -13.2416 | 0.2 | 44.5005 | 44.5005 | 44.5005 | 44.5005 | 52.3032 | 44.5005 | 46.3366 | 44.5005 | 70.0476 | 70.0476 | 70.6095 | 70.0476 | 77.4251 | 70.0476 | 73.2061 | 70.0476 | 87 | 84.3693
|  | 207 | 1 | 207 | 15 | 9 | 9 | 2 | 2 | 8.6 | 3.72 | 218 | 99668 | 6.879 | 14.7309 | -27.2701 | 0.2 | 40.9726 | 40.9726 | 40.9726 | 40.9726 | 52.7349 | 40.9726 | 47.0358 | 40.9726 | 64.3772 | 64.3772 | 64.3772 | 64.3772 | 75.1546 | 64.3772 | 71.1248 | 64.3772 | 81 | 77.5208
|  | 208 | 1 | 208 | 16 | 9 | 9 | 2 | 2 | 8.36 | 3.57 | 225 | 99779 | 6.778 | 9.212 | -40.2976 | 0.2 | 16.0729 | 16.0729 | 16.0729 | 16.0729 | 16.0729 | 16.0729 | 16.0729 | 16.0729 | 25.5812 | 25.5812 | 25.5812 | 25.5812 | 25.5812 | 25.5812 | 25.5812 | 25.5812 | 31 | 31
|  | 209 | 1 | 209 | 17 | 9 | 9 | 2 | 2 | 7.89 | 3.17 | 233 | 99868 | 6.534 | 2.0443 | -52.2513 | 0.2 | 8.6073 | 8.6073 | 8.6073 | 8.6073 | 12.5738 | 8.6073 | 13.7304 | 8.6073 | 13.5996 | 13.5996 | 13.5996 | 13.5996 | 16.5679 | 13.5996 | 17.3857 | 13.5996 | 16.6662 | 16.4349
|  | 210 | 1 | 210 | 18 | 9 | 9 | 2 | 2 | 7.42 | 2.77 | 242 | 99956 | 6.299 | 0 | -63.3298 | 0.2 | 0 | 0 | 0 | 0 | 0 | 0 | 0 | 0 | 0 | 0 | 0 | 0 | 0 | 0 | 0 | 0 | 0 | 0
|  | 211 | 1 | 211 | 19 | 9 | 9 | 2 | 2 | 6.95 | 2.37 | 250 | 100044 | 6.071 | 0 | -73.906 | 0.2 | 0 | 0 | 0 | 0 | 0 | 0 | 0 | 0 | 0 | 0 | 0 | 0 | 0 | 0 | 0 | 0 | 0 | 0
|  | 212 | 1 | 212 | 20 | 9 | 9 | 2 | 2 | 6.58 | 2 | 267 | 100117 | 5.877 | 0 | -84.4896 | 0.2 | 0 | 0 | 0 | 0 | 0 | 0 | 0 | 0 | 0 | 0 | 0 | 0 | 0 | 0 | 0 | 0 | 0 | 0
|  | 213 | 1 | 213 | 21 | 9 | 9 | 2 | 2 | 6.22 | 1.63 | 284 | 100189 | 5.694 | 0 | -95.7804 | 0.2 | 0 | 0 | 0 | 0 | 0 | 0 | 0 | 0 | 0 | 0 | 0 | 0 | 0 | 0 | 0 | 0 | 0 | 0
|  | 214 | 1 | 214 | 22 | 9 | 9 | 2 | 2 | 5.85 | 1.26 | 302 | 100261 | 5.511 | 0 | -108.8375 | 0.2 | 0 | 0 | 0 | 0 | 0 | 0 | 0 | 0 | 0 | 0 | 0 | 0 | 0 | 0 | 0 | 0 | 0 | 0
|  | 215 | 1 | 215 | 23 | 9 | 9 | 2 | 2 | 5.56 | 1.77 | 316 | 100297 | 5.376 | 0 | -125.3794 | 0.2 | 0 | 0 | 0 | 0 | 0 | 0 | 0 | 0 | 0 | 0 | 0 | 0 | 0 | 0 | 0 | 0 | 0 | 0
|  | 216 | 1 | 216 | 24 | 9 | 9 | 2 | 2 | 5.26 | 2.29 | 331 | 100333 | 5.24 | 0 | -147.8514 | 0.2 | 0 | 0 | 0 | 0 | 0 | 0 | 0 | 0 | 0 | 0 | 0 | 0 | 0 | 0 | 0 | 0 | 0 | 0
|  | 217 | 1 | 217 | 1 | 10 | 10 | 3 | 2 | 4.97 | 2.81 | 345 | 100369 | 5.11 | 0 | -176.8592 | 0.2 | 0 | 0 | 0 | 0 | 0 | 0 | 0 | 0 | 0 | 0 | 0 | 0 | 0 | 0 | 0 | 0 | 0 | 0
|  | 218 | 1 | 218 | 2 | 10 | 10 | 3 | 2 | 4.53 | 2.63 | 347 | 100438 | 4.991 | 0 | 153.1707 | 0.2 | 0 | 0 | 0 | 0 | 0 | 0 | 0 | 0 | 0 | 0 | 0 | 0 | 0 | 0 | 0 | 0 | 0 | 0
|  | 219 | 1 | 219 | 3 | 10 | 10 | 3 | 2 | 4.08 | 2.44 | 349 | 100507 | 4.87 | 0 | 129.3431 | 0.2 | 0 | 0 | 0 | 0 | 0 | 0 | 0 | 0 | 0 | 0 | 0 | 0 | 0 | 0 | 0 | 0 | 0 | 0
|  | 220 | 1 | 220 | 4 | 10 | 10 | 3 | 2 | 3.64 | 2.25 | 351 | 100575 | 4.755 | 0 | 111.8494 | 0.2 | 0 | 0 | 0 | 0 | 0 | 0 | 0 | 0 | 0 | 0 | 0 | 0 | 0 | 0 | 0 | 0 | 0 | 0
|  | 221 | 1 | 221 | 5 | 10 | 10 | 3 | 2 | 3.43 | 1.97 | 3 | 100572 | 4.693 | 0 | 98.2643 | 0.2 | 0 | 0 | 0 | 0 | 0 | 0 | 0 | 0 | 0 | 0 | 0 | 0 | 0 | 0 | 0 | 0 | 0 | 0
|  | 222 | 1 | 222 | 6 | 10 | 10 | 3 | 2 | 3.22 | 1.69 | 16 | 100569 | 4.632 | 0 | 86.7166 | 0.2 | 0 | 0 | 0 | 0 | 0 | 0 | 0 | 0 | 0 | 0 | 0 | 0 | 0 | 0 | 0 | 0 | 0 | 0
|  | 223 | 1 | 223 | 7 | 10 | 10 | 3 | 2 | 3.01 | 1.41 | 28 | 100565 | 4.572 | 0 | 76.0477 | 0.2 | 0 | 0 | 0 | 0 | 0 | 0 | 0 | 0 | 0 | 0 | 0 | 0 | 0 | 0 | 0 | 0 | 0 | 0
|  | 224 | 1 | 224 | 8 | 10 | 10 | 3 | 2 | 3.17 | 1.93 | 34 | 100602 | 4.579 | 0 | 65.5047 | 0.2 | 0 | 0 | 0 | 0 | 0 | 0 | 0 | 0 | 0 | 0 | 0 | 0 | 0 | 0 | 0 | 0 | 0 | 0
|  | 225 | 1 | 225 | 9 | 10 | 10 | 3 | 2 | 3.32 | 2.45 | 41 | 100638 | 4.582 | 0.60964 | 54.547 | 0.2 | 0 | 0 | 0 | 0 | 0 | 0 | 0 | 0 | 0 | 0 | 0 | 0 | 0 | 0 | 0 | 0 | 0 | 0
|  | 226 | 1 | 226 | 10 | 10 | 10 | 3 | 2 | 3.48 | 2.97 | 47 | 100674 | 4.588 | 8.0557 | 42.7728 | 0.2 | 27.329 | 27.329 | 402.2655 | 27.329 | 432.6101 | 27.329 | 27.329 | 27.329 | 24.3297 | 24.3297 | 344.7047 | 24.3297 | 366.1615 | 24.3297 | 24.3297 | 24.3297 | 96.1149 | 17.9726
|  | 227 | 1 | 227 | 11 | 10 | 10 | 3 | 2 | 4 | 2.8 | 51 | 100638 | 4.572 | 13.9386 | 29.9412 | 0.2 | 56.1409 | 56.1409 | 372.3575 | 56.1409 | 605.144 | 56.1409 | 56.1409 | 56.1409 | 52.7601 | 52.7601 | 387.5464 | 52.7601 | 552.1513 | 52.7601 | 52.7601 | 52.7601 | 199.9305 | 42.6877
|  | 228 | 1 | 228 | 12 | 10 | 10 | 3 | 2 | 4.53 | 2.63 | 54 | 100602 | 4.55 | 17.819 | 16.0634 | 0.2 | 70.8542 | 70.8542 | 272.982 | 70.8542 | 772.8275 | 70.8542 | 70.8542 | 70.8542 | 63.2021 | 63.2021 | 372.1587 | 63.2021 | 725.6028 | 63.2021 | 86.3068 | 63.2021 | 284.5793 | 49.7765
|  | 229 | 1 | 229 | 13 | 10 | 10 | 3 | 2 | 5.05 | 2.47 | 58 | 100565 | 4.516 | 19.3346 | 1.4869 | 0.2 | 93.6142 | 93.6142 | 107.2337 | 93.6142 | 618.2897 | 93.6142 | 93.6142 | 93.6142 | 103.8597 | 103.8597 | 243.7085 | 103.8597 | 605.0797 | 103.8597 | 224.4477 | 103.8597 | 282.9237 | 98.7671
|  | 230 | 1 | 230 | 14 | 10 | 10 | 3 | 2 | 5.08 | 2.62 | 62 | 100516 | 4.601 | 18.3243 | -13.1598 | 0.2 | 87.4137 | 87.4137 | 87.4137 | 87.4137 | 384.3412 | 87.4137 | 156.8378 | 87.4137 | 108.9463 | 108.9463 | 131.2676 | 108.9463 | 390.3173 | 108.9463 | 229.448 | 108.9463 | 212.8992 | 111.908
|  | 231 | 1 | 231 | 15 | 10 | 10 | 3 | 2 | 5.12 | 2.76 | 65 | 100467 | 4.689 | 14.8968 | -27.218 | 0.2 | 61.3163 | 61.3163 | 61.3163 | 61.3163 | 176.7437 | 61.3163 | 120.6837 | 61.3163 | 86.1865 | 86.1865 | 86.1865 | 86.1865 | 192.222 | 86.1865 | 152.5815 | 86.1865 | 131.0441 | 96.5148
|  | 232 | 1 | 232 | 16 | 10 | 10 | 3 | 2 | 5.15 | 2.91 | 69 | 100418 | 4.774 | 9.3836 | -40.2717 | 0.2 | 34.3696 | 34.3696 | 34.3696 | 34.3696 | 77.0781 | 34.3696 | 70.5528 | 34.3696 | 51.6134 | 51.6134 | 51.6134 | 51.6134 | 88.3537 | 51.6134 | 83.7396 | 51.6134 | 69.6402 | 60.3901
|  | 233 | 1 | 233 | 17 | 10 | 10 | 3 | 2 | 4.75 | 2.67 | 66 | 100379 | 4.701 | 2.2176 | -52.2465 | 0.2 | 19.6756 | 19.6756 | 19.6756 | 19.6756 | 82.076 | 19.6756 | 100.2565 | 19.6756 | 27.2584 | 27.2584 | 27.2584 | 27.2584 | 74.1728 | 27.2584 | 87.0284 | 27.2584 | 33.4312 | 29.4846
|  | 234 | 1 | 234 | 18 | 10 | 10 | 3 | 2 | 4.34 | 2.43 | 63 | 100339 | 4.624 | 0 | -63.341 | 0.2 | 0 | 0 | 0 | 0 | 0 | 0 | 0 | 0 | 0 | 0 | 0 | 0 | 0 | 0 | 0 | 0 | 0 | 0
|  | 235 | 1 | 235 | 19 | 10 | 10 | 3 | 2 | 3.94 | 2.19 | 60 | 100300 | 4.551 | 0 | -73.929 | 0.2 | 0 | 0 | 0 | 0 | 0 | 0 | 0 | 0 | 0 | 0 | 0 | 0 | 0 | 0 | 0 | 0 | 0 | 0
|  | 236 | 1 | 236 | 20 | 10 | 10 | 3 | 2 | 3.41 | 1.7 | 70 | 100251 | 4.475 | 0 | -84.5206 | 0.2 | 0 | 0 | 0 | 0 | 0 | 0 | 0 | 0 | 0 | 0 | 0 | 0 | 0 | 0 | 0 | 0 | 0 | 0
|  | 237 | 1 | 237 | 21 | 10 | 10 | 3 | 2 | 2.88 | 1.21 | 80 | 100202 | 4.397 | 0 | -95.8147 | 0.2 | 0 | 0 | 0 | 0 | 0 | 0 | 0 | 0 | 0 | 0 | 0 | 0 | 0 | 0 | 0 | 0 | 0 | 0
|  | 238 | 1 | 238 | 22 | 10 | 10 | 3 | 2 | 2.35 | 0.72 | 90 | 100153 | 4.319 | 0 | -108.8653 | 0.2 | 0 | 0 | 0 | 0 | 0 | 0 | 0 | 0 | 0 | 0 | 0 | 0 | 0 | 0 | 0 | 0 | 0 | 0
|  | 239 | 1 | 239 | 23 | 10 | 10 | 3 | 2 | 1.81 | 0.92 | 101 | 100094 | 4.176 | 0 | -125.3775 | 0.2 | 0 | 0 | 0 | 0 | 0 | 0 | 0 | 0 | 0 | 0 | 0 | 0 | 0 | 0 | 0 | 0 | 0 | 0
|  | 240 | 1 | 240 | 24 | 10 | 10 | 3 | 2 | 1.26 | 1.12 | 113 | 100035 | 4.035 | 0 | -147.7685 | 0.2 | 0 | 0 | 0 | 0 | 0 | 0 | 0 | 0 | 0 | 0 | 0 | 0 | 0 | 0 | 0 | 0 | 0 | 0
|  | 241 | 1 | 241 | 1 | 11 | 11 | 4 | 2 | 0.72 | 1.32 | 125 | 99976 | 3.901 | 0 | -176.6451 | 0.2 | 0 | 0 | 0 | 0 | 0 | 0 | 0 | 0 | 0 | 0 | 0 | 0 | 0 | 0 | 0 | 0 | 0 | 0
|  | 242 | 1 | 242 | 2 | 11 | 11 | 4 | 2 | 0.82 | 1.45 | 137 | 99920 | 3.896 | 0 | 153.4706 | 0.2 | 0 | 0 | 0 | 0 | 0 | 0 | 0 | 0 | 0 | 0 | 0 | 0 | 0 | 0 | 0 | 0 | 0 | 0
|  | 243 | 1 | 243 | 3 | 11 | 11 | 4 | 2 | 0.91 | 1.57 | 150 | 99864 | 3.888 | 0 | 129.6339 | 0.2 | 0 | 0 | 0 | 0 | 0 | 0 | 0 | 0 | 0 | 0 | 0 | 0 | 0 | 0 | 0 | 0 | 0 | 0
|  | 244 | 1 | 244 | 4 | 11 | 11 | 4 | 2 | 1.01 | 1.7 | 162 | 99809 | 3.883 | 0 | 112.1026 | 0.2 | 0 | 0 | 0 | 0 | 0 | 0 | 0 | 0 | 0 | 0 | 0 | 0 | 0 | 0 | 0 | 0 | 0 | 0
|  | 245 | 1 | 245 | 5 | 11 | 11 | 4 | 2 | 1.11 | 1.89 | 167 | 99717 | 3.881 | 0 | 98.4851 | 0.2 | 0 | 0 | 0 | 0 | 0 | 0 | 0 | 0 | 0 | 0 | 0 | 0 | 0 | 0 | 0 | 0 | 0 | 0
|  | 246 | 1 | 246 | 6 | 11 | 11 | 4 | 2 | 1.21 | 2.07 | 172 | 99625 | 3.88 | 0 | 86.915 | 0.2 | 0 | 0 | 0 | 0 | 0 | 0 | 0 | 0 | 0 | 0 | 0 | 0 | 0 | 0 | 0 | 0 | 0 | 0
|  | 247 | 1 | 247 | 7 | 11 | 11 | 4 | 2 | 1.31 | 2.26 | 176 | 99533 | 3.878 | 0 | 76.2317 | 0.2 | 0 | 0 | 0 | 0 | 0 | 0 | 0 | 0 | 0 | 0 | 0 | 0 | 0 | 0 | 0 | 0 | 0 | 0
|  | 248 | 1 | 248 | 8 | 11 | 11 | 4 | 2 | 2.12 | 3.05 | 177 | 99478 | 3.991 | 0 | 65.6797 | 0.2 | 0 | 0 | 0 | 0 | 0 | 0 | 0 | 0 | 0 | 0 | 0 | 0 | 0 | 0 | 0 | 0 | 0 | 0
|  | 249 | 1 | 249 | 9 | 11 | 11 | 4 | 2 | 2.93 | 3.83 | 178 | 99422 | 4.102 | 0.67024 | 54.7157 | 0.2 | 0 | 0 | 0 | 0 | 0 | 0 | 0 | 0 | 0 | 0 | 0 | 0 | 0 | 0 | 0 | 0 | 0 | 0
|  | 250 | 1 | 250 | 10 | 11 | 11 | 4 | 2 | 3.74 | 4.62 | 178 | 99366 | 4.211 | 8.1352 | 42.9351 | 0.2 | 31.3031 | 31.3031 | 174.3613 | 31.3031 | 185.063 | 31.3031 | 31.3031 | 31.3031 | 35.2929 | 35.2929 | 157.6787 | 35.2929 | 165.246 | 35.2929 | 35.2929 | 35.2929 | 61.4268 | 31.4052
|  | 251 | 1 | 251 | 11 | 11 | 11 | 4 | 2 | 4.62 | 4.9 | 187 | 99291 | 4.408 | 14.0399 | 30.0936 | 0.2 | 62.8512 | 62.8512 | 247.7487 | 62.8512 | 381.8977 | 62.8512 | 62.8512 | 62.8512 | 71.5983 | 71.5983 | 267.545 | 71.5983 | 362.4027 | 71.5983 | 71.5983 | 71.5983 | 159.7595 | 67.5465
|  | 252 | 1 | 252 | 12 | 11 | 11 | 4 | 2 | 5.5 | 5.18 | 195 | 99215 | 4.61 | 17.9433 | 16.1991 | 0.2 | 65.6586 | 65.6586 | 288.0374 | 65.6586 | 831.1361 | 65.6586 | 65.6586 | 65.6586 | 53.4887 | 53.4887 | 393.2593 | 53.4887 | 777.288 | 53.4887 | 78.7681 | 53.4887 | 296.8427 | 38.7134
|  | 253 | 1 | 253 | 13 | 11 | 11 | 4 | 2 | 6.38 | 5.46 | 203 | 99140 | 4.818 | 19.4801 | 1.5981 | 0.2 | 89.5945 | 89.5945 | 98.5964 | 89.5945 | 412.2577 | 89.5945 | 89.5945 | 89.5945 | 109.6221 | 109.6221 | 196.7243 | 109.6221 | 418.5163 | 109.6221 | 183.9937 | 109.6221 | 225.3894 | 111.2103
|  | 254 | 1 | 254 | 14 | 11 | 11 | 4 | 2 | 6.25 | 5.39 | 210 | 99156 | 4.966 | 18.4863 | -13.0789 | 0.2 | 58.8181 | 58.8181 | 58.8181 | 58.8181 | 88.2774 | 58.8181 | 65.6621 | 58.8181 | 91.5328 | 91.5328 | 93.8432 | 91.5328 | 119.5135 | 91.5328 | 103.522 | 91.5328 | 119.931 | 109.8196
|  | 255 | 1 | 255 | 15 | 11 | 11 | 4 | 2 | 6.12 | 5.32 | 217 | 99173 | 5.112 | 15.0695 | -27.1679 | 0.2 | 39.2149 | 39.2149 | 39.2149 | 39.2149 | 47.8758 | 39.2149 | 43.6599 | 39.2149 | 61.7292 | 61.7292 | 61.7292 | 61.7292 | 69.7067 | 61.7292 | 66.7256 | 61.7292 | 77 | 74.3789
|  | 256 | 1 | 256 | 16 | 11 | 11 | 4 | 2 | 5.99 | 5.26 | 223 | 99189 | 5.255 | 9.5614 | -40.2489 | 0.2 | 39.777 | 39.777 | 39.777 | 39.777 | 119.1279 | 39.777 | 106.9498 | 39.777 | 56.5685 | 56.5685 | 56.5685 | 56.5685 | 125.0612 | 56.5685 | 116.4499 | 56.5685 | 81.1161 | 63.6037
|  | 257 | 1 | 257 | 17 | 11 | 11 | 4 | 2 | 5.85 | 4.6 | 225 | 99261 | 5.347 | 2.3969 | -52.2454 | 0.2 | 10.4948 | 10.4948 | 10.4948 | 10.4948 | 17.9896 | 10.4948 | 20.1729 | 10.4948 | 16.5172 | 16.5172 | 16.5172 | 16.5172 | 22.1792 | 16.5172 | 23.723 | 16.5172 | 20.4446 | 19.9322
|  | 258 | 1 | 258 | 18 | 11 | 11 | 4 | 2 | 5.7 | 3.95 | 227 | 99333 | 5.434 | 0 | -63.3565 | 0.2 | 0 | 0 | 0 | 0 | 0 | 0 | 0 | 0 | 0 | 0 | 0 | 0 | 0 | 0 | 0 | 0 | 0 | 0
|  | 259 | 1 | 259 | 19 | 11 | 11 | 4 | 2 | 5.55 | 3.3 | 228 | 99405 | 5.518 | 0 | -73.9568 | 0.2 | 0 | 0 | 0 | 0 | 0 | 0 | 0 | 0 | 0 | 0 | 0 | 0 | 0 | 0 | 0 | 0 | 0 | 0
|  | 260 | 1 | 260 | 20 | 11 | 11 | 4 | 2 | 5.64 | 3.45 | 231 | 99491 | 5.552 | 0 | -84.5569 | 0.2 | 0 | 0 | 0 | 0 | 0 | 0 | 0 | 0 | 0 | 0 | 0 | 0 | 0 | 0 | 0 | 0 | 0 | 0
|  | 261 | 1 | 261 | 21 | 11 | 11 | 4 | 2 | 5.74 | 3.6 | 233 | 99576 | 5.591 | 0 | -95.8547 | 0.2 | 0 | 0 | 0 | 0 | 0 | 0 | 0 | 0 | 0 | 0 | 0 | 0 | 0 | 0 | 0 | 0 | 0 | 0
|  | 262 | 1 | 262 | 22 | 11 | 11 | 4 | 2 | 5.83 | 3.75 | 236 | 99661 | 5.626 | 0 | -108.8994 | 0.2 | 0 | 0 | 0 | 0 | 0 | 0 | 0 | 0 | 0 | 0 | 0 | 0 | 0 | 0 | 0 | 0 | 0 | 0
|  | 263 | 1 | 263 | 23 | 11 | 11 | 4 | 2 | 5.8 | 3.71 | 240 | 99733 | 5.612 | 0 | -125.3822 | 0.2 | 0 | 0 | 0 | 0 | 0 | 0 | 0 | 0 | 0 | 0 | 0 | 0 | 0 | 0 | 0 | 0 | 0 | 0
|  | 264 | 1 | 264 | 24 | 11 | 11 | 4 | 2 | 5.77 | 3.67 | 244 | 99805 | 5.599 | 0 | -147.6915 | 0.2 | 0 | 0 | 0 | 0 | 0 | 0 | 0 | 0 | 0 | 0 | 0 | 0 | 0 | 0 | 0 | 0 | 0 | 0
|  | 265 | 1 | 265 | 1 | 12 | 12 | 5 | 2 | 5.74 | 3.63 | 248 | 99877 | 5.585 | 0 | -176.4334 | 0.2 | 0 | 0 | 0 | 0 | 0 | 0 | 0 | 0 | 0 | 0 | 0 | 0 | 0 | 0 | 0 | 0 | 0 | 0
|  | 266 | 1 | 266 | 2 | 12 | 12 | 5 | 2 | 5.57 | 3.73 | 252 | 99985 | 5.501 | 0 | 153.7735 | 0.2 | 0 | 0 | 0 | 0 | 0 | 0 | 0 | 0 | 0 | 0 | 0 | 0 | 0 | 0 | 0 | 0 | 0 | 0
|  | 267 | 1 | 267 | 3 | 12 | 12 | 5 | 2 | 5.41 | 3.83 | 255 | 100094 | 5.421 | 0 | 129.9306 | 0.2 | 0 | 0 | 0 | 0 | 0 | 0 | 0 | 0 | 0 | 0 | 0 | 0 | 0 | 0 | 0 | 0 | 0 | 0
|  | 268 | 1 | 268 | 4 | 12 | 12 | 5 | 2 | 5.24 | 3.93 | 259 | 100202 | 5.339 | 0 | 112.3623 | 0.2 | 0 | 0 | 0 | 0 | 0 | 0 | 0 | 0 | 0 | 0 | 0 | 0 | 0 | 0 | 0 | 0 | 0 | 0
|  | 269 | 1 | 269 | 5 | 12 | 12 | 5 | 2 | 5.04 | 3.57 | 259 | 100254 | 5.277 | 0 | 98.7121 | 0.2 | 0 | 0 | 0 | 0 | 0 | 0 | 0 | 0 | 0 | 0 | 0 | 0 | 0 | 0 | 0 | 0 | 0 | 0
|  | 270 | 1 | 270 | 6 | 12 | 12 | 5 | 2 | 4.85 | 3.2 | 259 | 100307 | 5.219 | 0 | 87.1191 | 0.2 | 0 | 0 | 0 | 0 | 0 | 0 | 0 | 0 | 0 | 0 | 0 | 0 | 0 | 0 | 0 | 0 | 0 | 0
|  | 271 | 1 | 271 | 7 | 12 | 12 | 5 | 2 | 4.65 | 2.84 | 260 | 100359 | 5.157 | 0 | 76.4209 | 0.2 | 0 | 0 | 0 | 0 | 0 | 0 | 0 | 0 | 0 | 0 | 0 | 0 | 0 | 0 | 0 | 0 | 0 | 0
|  | 272 | 1 | 272 | 8 | 12 | 12 | 5 | 2 | 4.7 | 3.48 | 255 | 100418 | 5.182 | 0 | 65.8595 | 0.2 | 0 | 0 | 0 | 0 | 0 | 0 | 0 | 0 | 0 | 0 | 0 | 0 | 0 | 0 | 0 | 0 | 0 | 0
|  | 273 | 1 | 273 | 9 | 12 | 12 | 5 | 2 | 4.75 | 4.12 | 251 | 100477 | 5.207 | 0.73638 | 54.8887 | 0.2 | 0 | 0 | 0 | 0 | 0 | 0 | 0 | 0 | 0 | 0 | 0 | 0 | 0 | 0 | 0 | 0 | 0 | 0
|  | 274 | 1 | 274 | 10 | 12 | 12 | 5 | 2 | 4.8 | 4.76 | 246 | 100536 | 5.232 | 8.2205 | 43.1011 | 0.2 | 27.3761 | 27.3761 | 137.3265 | 27.3761 | 144.867 | 27.3761 | 27.3761 | 27.3761 | 31.051 | 31.051 | 125.2356 | 31.051 | 130.5676 | 31.051 | 31.051 | 31.051 | 50.8453 | 27.5984
|  | 275 | 1 | 275 | 11 | 12 | 12 | 5 | 2 | 4.85 | 4.74 | 241 | 100516 | 5.234 | 14.1476 | 30.249 | 0.2 | 42.4514 | 42.4514 | 66.5499 | 42.4514 | 83.7754 | 42.4514 | 42.4514 | 42.4514 | 63.6578 | 63.6578 | 89.2244 | 63.6578 | 101.4047 | 63.6578 | 63.6578 | 63.6578 | 86.5047 | 74.4465
|  | 276 | 1 | 276 | 12 | 12 | 12 | 5 | 2 | 4.9 | 4.71 | 235 | 100497 | 5.236 | 18.0743 | 16.3367 | 0.2 | 34.4457 | 34.4457 | 34.5945 | 34.4457 | 34.9534 | 34.4457 | 34.4457 | 34.4457 | 54.5367 | 54.5367 | 54.764 | 54.5367 | 55.0177 | 54.5367 | 54.5535 | 54.5367 | 66 | 65.8273
|  | 277 | 1 | 277 | 13 | 12 | 12 | 5 | 2 | 4.95 | 4.69 | 229 | 100477 | 5.238 | 19.6325 | 1.7098 | 0.2 | 69.2645 | 69.2645 | 71.6158 | 69.2645 | 148.0334 | 69.2645 | 69.2645 | 69.2645 | 102.3544 | 102.3544 | 123.8946 | 102.3544 | 177.93 | 102.3544 | 120.5694 | 102.3544 | 147.0468 | 118.9357
|  | 278 | 1 | 278 | 14 | 12 | 12 | 5 | 2 | 5.15 | 5.18 | 227 | 100408 | 5.284 | 18.6552 | -12.9988 | 0.2 | 67.8698 | 67.8698 | 67.8698 | 67.8698 | 146.2086 | 67.8698 | 85.954 | 67.8698 | 100.3427 | 100.3427 | 106.7486 | 100.3427 | 174.93 | 100.3427 | 132.3236 | 100.3427 | 143.7557 | 116.6121
|  | 279 | 1 | 279 | 15 | 12 | 12 | 5 | 2 | 5.36 | 5.67 | 225 | 100339 | 5.332 | 15.2488 | -27.1199 | 0.2 | 31.6794 | 31.6794 | 31.6794 | 31.6794 | 33.1812 | 31.6794 | 32.4486 | 31.6794 | 50.1441 | 50.1441 | 50.1441 | 50.1441 | 51.5312 | 50.1441 | 51.0132 | 50.1441 | 61 | 60.54
|  | 280 | 1 | 280 | 16 | 12 | 12 | 5 | 2 | 5.56 | 6.17 | 223 | 100271 | 5.378 | 9.7456 | -40.2291 | 0.2 | 28.8115 | 28.8115 | 28.8115 | 28.8115 | 39.1015 | 28.8115 | 37.5162 | 28.8115 | 45.3544 | 45.3544 | 45.3544 | 45.3544 | 54.2674 | 45.3544 | 53.1464 | 45.3544 | 57 | 54.6851
|  | 281 | 1 | 281 | 17 | 12 | 12 | 5 | 2 | 5.61 | 6.17 | 223 | 100231 | 5.418 | 2.5821 | -52.2481 | 0.2 | 6.2004 | 6.2004 | 6.2004 | 6.2004 | 6.2004 | 6.2004 | 6.2004 | 6.2004 | 9.8873 | 9.8873 | 9.8873 | 9.8873 | 9.8873 | 9.8873 | 9.8873 | 9.8873 | 12 | 12
|  | 282 | 1 | 282 | 18 | 12 | 12 | 5 | 2 | 5.65 | 6.18 | 223 | 100192 | 5.455 | 0 | -63.3764 | 0.2 | 0 | 0 | 0 | 0 | 0 | 0 | 0 | 0 | 0 | 0 | 0 | 0 | 0 | 0 | 0 | 0 | 0 | 0
|  | 283 | 1 | 283 | 19 | 12 | 12 | 5 | 2 | 5.69 | 6.19 | 223 | 100153 | 5.492 | 0 | -73.9894 | 0.2 | 0 | 0 | 0 | 0 | 0 | 0 | 0 | 0 | 0 | 0 | 0 | 0 | 0 | 0 | 0 | 0 | 0 | 0
|  | 284 | 1 | 284 | 20 | 12 | 12 | 5 | 2 | 6.1 | 6.06 | 224 | 100126 | 5.662 | 0 | -84.5985 | 0.2 | 0 | 0 | 0 | 0 | 0 | 0 | 0 | 0 | 0 | 0 | 0 | 0 | 0 | 0 | 0 | 0 | 0 | 0
|  | 285 | 1 | 285 | 21 | 12 | 12 | 5 | 2 | 6.51 | 5.92 | 225 | 100100 | 5.838 | 0 | -95.9004 | 0.2 | 0 | 0 | 0 | 0 | 0 | 0 | 0 | 0 | 0 | 0 | 0 | 0 | 0 | 0 | 0 | 0 | 0 | 0
|  | 286 | 1 | 286 | 22 | 12 | 12 | 5 | 2 | 6.92 | 5.78 | 226 | 100074 | 6.018 | 0 | -108.9397 | 0.2 | 0 | 0 | 0 | 0 | 0 | 0 | 0 | 0 | 0 | 0 | 0 | 0 | 0 | 0 | 0 | 0 | 0 | 0
|  | 287 | 1 | 287 | 23 | 12 | 12 | 5 | 2 | 7.36 | 5.98 | 229 | 100038 | 6.219 | 0 | -125.3933 | 0.2 | 0 | 0 | 0 | 0 | 0 | 0 | 0 | 0 | 0 | 0 | 0 | 0 | 0 | 0 | 0 | 0 | 0 | 0
|  | 288 | 1 | 288 | 24 | 12 | 12 | 5 | 2 | 7.8 | 6.18 | 232 | 100002 | 6.427 | 0 | -147.6202 | 0.2 | 0 | 0 | 0 | 0 | 0 | 0 | 0 | 0 | 0 | 0 | 0 | 0 | 0 | 0 | 0 | 0 | 0 | 0
|  | 289 | 1 | 289 | 1 | 13 | 13 | 6 | 2 | 8.24 | 6.39 | 235 | 99966 | 6.641 | 0 | -176.2242 | 0.2 | 0 | 0 | 0 | 0 | 0 | 0 | 0 | 0 | 0 | 0 | 0 | 0 | 0 | 0 | 0 | 0 | 0 | 0
|  | 290 | 1 | 290 | 2 | 13 | 13 | 6 | 2 | 8.48 | 6.4 | 236 | 99963 | 6.741 | 0 | 154.079 | 0.2 | 0 | 0 | 0 | 0 | 0 | 0 | 0 | 0 | 0 | 0 | 0 | 0 | 0 | 0 | 0 | 0 | 0 | 0
|  | 291 | 1 | 291 | 3 | 13 | 13 | 6 | 2 | 8.73 | 6.4 | 237 | 99959 | 6.846 | 0 | 130.2332 | 0.2 | 0 | 0 | 0 | 0 | 0 | 0 | 0 | 0 | 0 | 0 | 0 | 0 | 0 | 0 | 0 | 0 | 0 | 0
|  | 292 | 1 | 292 | 4 | 13 | 13 | 6 | 2 | 8.97 | 6.41 | 237 | 99956 | 6.949 | 0 | 112.6283 | 0.2 | 0 | 0 | 0 | 0 | 0 | 0 | 0 | 0 | 0 | 0 | 0 | 0 | 0 | 0 | 0 | 0 | 0 | 0
|  | 293 | 1 | 293 | 5 | 13 | 13 | 6 | 2 | 9.07 | 6.17 | 238 | 99946 | 7.007 | 0 | 98.9451 | 0.2 | 0 | 0 | 0 | 0 | 0 | 0 | 0 | 0 | 0 | 0 | 0 | 0 | 0 | 0 | 0 | 0 | 0 | 0
|  | 294 | 1 | 294 | 6 | 13 | 13 | 6 | 2 | 9.18 | 5.93 | 238 | 99936 | 7.07 | 0 | 87.3287 | 0.2 | 0 | 0 | 0 | 0 | 0 | 0 | 0 | 0 | 0 | 0 | 0 | 0 | 0 | 0 | 0 | 0 | 0 | 0
|  | 295 | 1 | 295 | 7 | 13 | 13 | 6 | 2 | 9.28 | 5.68 | 238 | 99927 | 7.129 | 0 | 76.6152 | 0.2 | 0 | 0 | 0 | 0 | 0 | 0 | 0 | 0 | 0 | 0 | 0 | 0 | 0 | 0 | 0 | 0 | 0 | 0
|  | 296 | 1 | 296 | 8 | 13 | 13 | 6 | 2 | 9.45 | 5.88 | 239 | 99956 | 7.209 | 0 | 66.0439 | 0.2 | 0 | 0 | 0 | 0 | 0 | 0 | 0 | 0 | 0 | 0 | 0 | 0 | 0 | 0 | 0 | 0 | 0 | 0
|  | 297 | 1 | 297 | 9 | 13 | 13 | 6 | 2 | 9.62 | 6.08 | 240 | 99985 | 7.29 | 0.80801 | 55.0659 | 0.2 | 0 | 0 | 0 | 0 | 0 | 0 | 0 | 0 | 0 | 0 | 0 | 0 | 0 | 0 | 0 | 0 | 0 | 0
|  | 298 | 1 | 298 | 10 | 13 | 13 | 6 | 2 | 9.79 | 6.28 | 241 | 100015 | 7.372 | 8.3118 | 43.2708 | 0.2 | 13.9788 | 13.9788 | 13.9788 | 13.9788 | 13.9788 | 13.9788 | 13.9788 | 13.9788 | 22.2661 | 22.2661 | 22.2661 | 22.2661 | 22.2661 | 22.2661 | 22.2661 | 22.2661 | 27 | 27
|  | 299 | 1 | 299 | 11 | 13 | 13 | 6 | 2 | 9.9 | 6.16 | 240 | 100005 | 7.418 | 14.2616 | 30.4073 | 0.2 | 17.6102 | 17.6102 | 17.6102 | 17.6102 | 17.6102 | 17.6102 | 17.6102 | 17.6102 | 28.0439 | 28.0439 | 28.0439 | 28.0439 | 28.0439 | 28.0439 | 28.0439 | 28.0439 | 34 | 34
|  | 300 | 1 | 300 | 12 | 13 | 13 | 6 | 2 | 10.02 | 6.04 | 240 | 99995 | 7.47 | 18.2119 | 16.4763 | 0.2 | 38.3397 | 38.3397 | 39.1545 | 38.3397 | 41.0946 | 38.3397 | 38.3397 | 38.3397 | 60.5725 | 60.5725 | 61.817 | 60.5725 | 63.1889 | 60.5725 | 60.6647 | 60.5725 | 74 | 73.0548
|  | 301 | 1 | 301 | 13 | 13 | 13 | 6 | 2 | 10.13 | 5.92 | 240 | 99985 | 7.517 | 19.7917 | 1.8221 | 0.2 | 40.9536 | 40.9536 | 41.0446 | 40.9536 | 43.8154 | 40.9536 | 40.9536 | 40.9536 | 64.6711 | 64.6711 | 65.4641 | 64.6711 | 67.4233 | 64.6711 | 65.3353 | 64.6711 | 79 | 77.9696
|  | 302 | 1 | 302 | 14 | 13 | 13 | 6 | 2 | 10.45 | 5.68 | 240 | 99989 | 7.671 | 18.831 | -12.9195 | 0.2 | 30.7968 | 30.7968 | 30.7968 | 30.7968 | 30.7968 | 30.7968 | 30.7968 | 30.7968 | 48.8328 | 48.8328 | 48.8328 | 48.8328 | 48.8328 | 48.8328 | 48.8328 | 48.8328 | 59 | 59
|  | 303 | 1 | 303 | 15 | 13 | 13 | 6 | 2 | 10.77 | 5.44 | 240 | 99992 | 7.828 | 15.4347 | -27.074 | 0.2 | 16.5597 | 16.5597 | 16.5597 | 16.5597 | 16.5597 | 16.5597 | 16.5597 | 16.5597 | 26.384 | 26.384 | 26.384 | 26.384 | 26.384 | 26.384 | 26.384 | 26.384 | 32 | 32
|  | 304 | 1 | 304 | 16 | 13 | 13 | 6 | 2 | 11.09 | 5.2 | 240 | 99995 | 7.987 | 9.936 | -40.2123 | 0.2 | 18.7037 | 18.7037 | 18.7037 | 18.7037 | 18.7037 | 18.7037 | 18.7037 | 18.7037 | 29.7344 | 29.7344 | 29.7344 | 29.7344 | 29.7344 | 29.7344 | 29.7344 | 29.7344 | 36 | 36
|  | 305 | 1 | 305 | 17 | 13 | 13 | 6 | 2 | 10.88 | 4.89 | 239 | 100018 | 7.889 | 2.7731 | -52.2546 | 0.2 | 18.5007 | 18.5007 | 18.5007 | 18.5007 | 91.7684 | 18.5007 | 113.1428 | 18.5007 | 24.7754 | 24.7754 | 24.7754 | 24.7754 | 80.6829 | 24.7754 | 95.7969 | 24.7754 | 32.0513 | 26.2539
|  | 306 | 1 | 306 | 18 | 13 | 13 | 6 | 2 | 10.67 | 4.58 | 237 | 100041 | 7.794 | 0 | -63.4004 | 0.2 | 0 | 0 | 0 | 0 | 0 | 0 | 0 | 0 | 0 | 0 | 0 | 0 | 0 | 0 | 0 | 0 | 0 | 0
|  | 307 | 1 | 307 | 19 | 13 | 13 | 6 | 2 | 10.46 | 4.28 | 236 | 100064 | 7.699 | 0 | -74.0266 | 0.2 | 0 | 0 | 0 | 0 | 0 | 0 | 0 | 0 | 0 | 0 | 0 | 0 | 0 | 0 | 0 | 0 | 0 | 0
|  | 308 | 1 | 308 | 20 | 13 | 13 | 6 | 2 | 10.33 | 4.28 | 236 | 100087 | 7.626 | 0 | -84.6451 | 0.2 | 0 | 0 | 0 | 0 | 0 | 0 | 0 | 0 | 0 | 0 | 0 | 0 | 0 | 0 | 0 | 0 | 0 | 0
|  | 309 | 1 | 309 | 21 | 13 | 13 | 6 | 2 | 10.21 | 4.29 | 237 | 100110 | 7.559 | 0 | -95.9516 | 0.2 | 0 | 0 | 0 | 0 | 0 | 0 | 0 | 0 | 0 | 0 | 0 | 0 | 0 | 0 | 0 | 0 | 0 | 0
|  | 310 | 1 | 310 | 22 | 13 | 13 | 6 | 2 | 10.08 | 4.29 | 237 | 100133 | 7.487 | 0 | -108.986 | 0.2 | 0 | 0 | 0 | 0 | 0 | 0 | 0 | 0 | 0 | 0 | 0 | 0 | 0 | 0 | 0 | 0 | 0 | 0
|  | 311 | 1 | 311 | 23 | 13 | 13 | 6 | 2 | 9.95 | 4.04 | 237 | 100136 | 7.418 | 0 | -125.4108 | 0.2 | 0 | 0 | 0 | 0 | 0 | 0 | 0 | 0 | 0 | 0 | 0 | 0 | 0 | 0 | 0 | 0 | 0 | 0
|  | 312 | 1 | 312 | 24 | 13 | 13 | 6 | 2 | 9.83 | 3.79 | 236 | 100140 | 7.355 | 0 | -147.5546 | 0.2 | 0 | 0 | 0 | 0 | 0 | 0 | 0 | 0 | 0 | 0 | 0 | 0 | 0 | 0 | 0 | 0 | 0 | 0
|  | 313 | 1 | 313 | 1 | 14 | 14 | 7 | 2 | 9.7 | 3.54 | 235 | 100143 | 7.288 | 0 | -176.0177 | 0.2 | 0 | 0 | 0 | 0 | 0 | 0 | 0 | 0 | 0 | 0 | 0 | 0 | 0 | 0 | 0 | 0 | 0 | 0
|  | 314 | 1 | 314 | 2 | 14 | 14 | 7 | 2 | 9.69 | 3.72 | 235 | 100162 | 7.27 | 0 | 154.3869 | 0.2 | 0 | 0 | 0 | 0 | 0 | 0 | 0 | 0 | 0 | 0 | 0 | 0 | 0 | 0 | 0 | 0 | 0 | 0
|  | 315 | 1 | 315 | 3 | 14 | 14 | 7 | 2 | 9.68 | 3.9 | 234 | 100182 | 7.251 | 0 | 130.5413 | 0.2 | 0 | 0 | 0 | 0 | 0 | 0 | 0 | 0 | 0 | 0 | 0 | 0 | 0 | 0 | 0 | 0 | 0 | 0
|  | 316 | 1 | 316 | 4 | 14 | 14 | 7 | 2 | 9.67 | 4.08 | 234 | 100202 | 7.233 | 0 | 112.9006 | 0.2 | 0 | 0 | 0 | 0 | 0 | 0 | 0 | 0 | 0 | 0 | 0 | 0 | 0 | 0 | 0 | 0 | 0 | 0
|  | 317 | 1 | 317 | 5 | 14 | 14 | 7 | 2 | 9.41 | 4.04 | 233 | 100218 | 7.108 | 0 | 99.1841 | 0.2 | 0 | 0 | 0 | 0 | 0 | 0 | 0 | 0 | 0 | 0 | 0 | 0 | 0 | 0 | 0 | 0 | 0 | 0
|  | 318 | 1 | 318 | 6 | 14 | 14 | 7 | 2 | 9.15 | 3.99 | 231 | 100235 | 6.985 | 0 | 87.5438 | 0.2 | 0 | 0 | 0 | 0 | 0 | 0 | 0 | 0 | 0 | 0 | 0 | 0 | 0 | 0 | 0 | 0 | 0 | 0
|  | 319 | 1 | 319 | 7 | 14 | 14 | 7 | 2 | 8.88 | 3.94 | 230 | 100251 | 6.859 | 0 | 76.8145 | 0.2 | 0 | 0 | 0 | 0 | 0 | 0 | 0 | 0 | 0 | 0 | 0 | 0 | 0 | 0 | 0 | 0 | 0 | 0
|  | 320 | 1 | 320 | 8 | 14 | 14 | 7 | 2 | 8.89 | 4.1 | 231 | 100280 | 6.845 | 0 | 66.2329 | 0.2 | 0 | 0 | 0 | 0 | 0 | 0 | 0 | 0 | 0 | 0 | 0 | 0 | 0 | 0 | 0 | 0 | 0 | 0
|  | 321 | 1 | 321 | 9 | 14 | 14 | 7 | 2 | 8.91 | 4.26 | 232 | 100310 | 6.835 | 0.88506 | 55.2474 | 0.2 | 0 | 0 | 0 | 0 | 0 | 0 | 0 | 0 | 0 | 0 | 0 | 0 | 0 | 0 | 0 | 0 | 0 | 0
|  | 322 | 1 | 322 | 10 | 14 | 14 | 7 | 2 | 8.92 | 4.41 | 233 | 100339 | 6.821 | 8.4088 | 43.4442 | 0.2 | 18.2064 | 18.2064 | 37.4714 | 18.2064 | 38.5471 | 18.2064 | 18.2064 | 18.2064 | 26.0933 | 26.0933 | 42.6441 | 26.0933 | 43.4047 | 26.0933 | 26.0933 | 26.0933 | 33.3424 | 29.201
|  | 323 | 1 | 323 | 11 | 14 | 14 | 7 | 2 | 9.15 | 4.38 | 237 | 100333 | 6.866 | 14.3817 | 30.5685 | 0.2 | 41.9568 | 41.9568 | 62.8134 | 41.9568 | 77.2678 | 41.9568 | 41.9568 | 41.9568 | 63.0994 | 63.0994 | 85.2831 | 63.0994 | 95.5038 | 63.0994 | 63.0994 | 63.0994 | 84.368 | 73.8523
|  | 324 | 1 | 324 | 12 | 14 | 14 | 7 | 2 | 9.39 | 4.35 | 240 | 100326 | 6.914 | 18.3562 | 16.6177 | 0.2 | 58.8005 | 58.8005 | 75.2376 | 58.8005 | 113.8754 | 58.8005 | 58.8005 | 58.8005 | 87.6469 | 87.6469 | 112.7547 | 87.6469 | 140.0757 | 87.6469 | 89.5091 | 87.6469 | 121.2529 | 102.1822
|  | 325 | 1 | 325 | 13 | 14 | 14 | 7 | 2 | 9.62 | 4.32 | 244 | 100320 | 6.958 | 19.9577 | 1.935 | 0.2 | 58.2911 | 58.2911 | 59.0054 | 58.2911 | 79.4328 | 58.2911 | 58.2911 | 58.2911 | 91.0341 | 91.0341 | 96.9709 | 91.0341 | 111.4153 | 91.0341 | 95.9607 | 91.0341 | 117.0069 | 109.3253
|  | 326 | 1 | 326 | 14 | 14 | 14 | 7 | 2 | 9.99 | 3.81 | 238 | 100261 | 6.783 | 19.0135 | -12.8409 | 0.2 | 61.1854 | 61.1854 | 61.1854 | 61.1854 | 91.7765 | 61.1854 | 68.1585 | 61.1854 | 95.1498 | 95.1498 | 97.8642 | 95.1498 | 124.4261 | 95.1498 | 107.7257 | 95.1498 | 124.9319 | 114.1201
|  | 327 | 1 | 327 | 15 | 14 | 14 | 7 | 2 | 10.36 | 3.31 | 233 | 100202 | 6.593 | 15.6272 | -27.03 | 0.2 | 30.2688 | 30.2688 | 30.2688 | 30.2688 | 30.4651 | 30.2688 | 30.3689 | 30.2688 | 47.97 | 47.97 | 47.97 | 47.97 | 48.1524 | 47.97 | 48.0844 | 47.97 | 58 | 57.9384
|  | 328 | 1 | 328 | 16 | 14 | 14 | 7 | 2 | 10.73 | 2.8 | 227 | 100143 | 6.39 | 10.1326 | -40.1985 | 0.2 | 35.3967 | 35.3967 | 35.3967 | 35.3967 | 75.9333 | 35.3967 | 69.6509 | 35.3967 | 53.1506 | 53.1506 | 53.1506 | 53.1506 | 88.521 | 53.1506 | 84.0787 | 53.1506 | 71.6643 | 62.1796
|  | 329 | 1 | 329 | 17 | 14 | 14 | 7 | 2 | 9.73 | 2.97 | 228 | 100149 | 6.129 | 2.9699 | -52.2647 | 0.2 | 23.5855 | 23.5855 | 23.5855 | 23.5855 | 93.1248 | 23.5855 | 113.4442 | 23.5855 | 32.5392 | 32.5392 | 32.5392 | 32.5392 | 85.8792 | 32.5392 | 100.2472 | 32.5392 | 41.0472 | 35.1523
|  | 330 | 1 | 330 | 18 | 14 | 14 | 7 | 2 | 8.72 | 3.14 | 229 | 100156 | 5.869 | 0 | -63.4287 | 0.2 | 0 | 0 | 0 | 0 | 0 | 0 | 0 | 0 | 0 | 0 | 0 | 0 | 0 | 0 | 0 | 0 | 0 | 0
|  | 331 | 1 | 331 | 19 | 14 | 14 | 7 | 2 | 7.72 | 3.31 | 230 | 100162 | 5.617 | 0 | -74.0685 | 0.2 | 0 | 0 | 0 | 0 | 0 | 0 | 0 | 0 | 0 | 0 | 0 | 0 | 0 | 0 | 0 | 0 | 0 | 0
|  | 332 | 1 | 332 | 20 | 14 | 14 | 7 | 2 | 7.64 | 3.49 | 233 | 100176 | 5.481 | 0 | -84.6967 | 0.2 | 0 | 0 | 0 | 0 | 0 | 0 | 0 | 0 | 0 | 0 | 0 | 0 | 0 | 0 | 0 | 0 | 0 | 0
|  | 333 | 1 | 333 | 21 | 14 | 14 | 7 | 2 | 7.55 | 3.67 | 235 | 100189 | 5.344 | 0 | -96.0083 | 0.2 | 0 | 0 | 0 | 0 | 0 | 0 | 0 | 0 | 0 | 0 | 0 | 0 | 0 | 0 | 0 | 0 | 0 | 0
|  | 334 | 1 | 334 | 22 | 14 | 14 | 7 | 2 | 7.47 | 3.85 | 238 | 100202 | 5.212 | 0 | -109.0382 | 0.2 | 0 | 0 | 0 | 0 | 0 | 0 | 0 | 0 | 0 | 0 | 0 | 0 | 0 | 0 | 0 | 0 | 0 | 0
|  | 335 | 1 | 335 | 23 | 14 | 14 | 7 | 2 | 7.49 | 4.37 | 239 | 100244 | 5.42 | 0 | -125.4343 | 0.2 | 0 | 0 | 0 | 0 | 0 | 0 | 0 | 0 | 0 | 0 | 0 | 0 | 0 | 0 | 0 | 0 | 0 | 0
|  | 336 | 1 | 336 | 24 | 14 | 14 | 7 | 2 | 7.5 | 4.89 | 241 | 100287 | 5.625 | 0 | -147.4945 | 0.2 | 0 | 0 | 0 | 0 | 0 | 0 | 0 | 0 | 0 | 0 | 0 | 0 | 0 | 0 | 0 | 0 | 0 | 0
|  | 337 | 1 | 337 | 1 | 15 | 15 | 1 | 3 | 7.52 | 5.41 | 242 | 100330 | 5.834 | 0 | -175.8138 | 0.2 | 0 | 0 | 0 | 0 | 0 | 0 | 0 | 0 | 0 | 0 | 0 | 0 | 0 | 0 | 0 | 0 | 0 | 0
|  | 338 | 1 | 338 | 2 | 15 | 15 | 1 | 3 | 7.63 | 4.45 | 247 | 100415 | 5.949 | 0 | 154.6971 | 0.2 | 0 | 0 | 0 | 0 | 0 | 0 | 0 | 0 | 0 | 0 | 0 | 0 | 0 | 0 | 0 | 0 | 0 | 0
|  | 339 | 1 | 339 | 3 | 15 | 15 | 1 | 3 | 7.73 | 3.49 | 252 | 100500 | 6.062 | 0 | 130.8547 | 0.2 | 0 | 0 | 0 | 0 | 0 | 0 | 0 | 0 | 0 | 0 | 0 | 0 | 0 | 0 | 0 | 0 | 0 | 0
|  | 340 | 1 | 340 | 4 | 15 | 15 | 1 | 3 | 7.84 | 2.54 | 257 | 100585 | 6.179 | 0 | 113.1789 | 0.2 | 0 | 0 | 0 | 0 | 0 | 0 | 0 | 0 | 0 | 0 | 0 | 0 | 0 | 0 | 0 | 0 | 0 | 0
|  | 341 | 1 | 341 | 5 | 15 | 15 | 1 | 3 | 7.67 | 2.57 | 256 | 100647 | 6.1 | 0 | 99.4289 | 0.2 | 0 | 0 | 0 | 0 | 0 | 0 | 0 | 0 | 0 | 0 | 0 | 0 | 0 | 0 | 0 | 0 | 0 | 0
|  | 342 | 1 | 342 | 6 | 15 | 15 | 1 | 3 | 7.51 | 2.61 | 256 | 100710 | 6.025 | 0 | 87.7643 | 0.2 | 0 | 0 | 0 | 0 | 0 | 0 | 0 | 0 | 0 | 0 | 0 | 0 | 0 | 0 | 0 | 0 | 0 | 0
|  | 343 | 1 | 343 | 7 | 15 | 15 | 1 | 3 | 7.34 | 2.65 | 255 | 100772 | 5.948 | 0 | 77.0188 | 0.2 | 0 | 0 | 0 | 0 | 0 | 0 | 0 | 0 | 0 | 0 | 0 | 0 | 0 | 0 | 0 | 0 | 0 | 0
|  | 344 | 1 | 344 | 8 | 15 | 15 | 1 | 3 | 7.46 | 3.14 | 250 | 100851 | 5.959 | 0 | 66.4265 | 0.2 | 0 | 0 | 0 | 0 | 0 | 0 | 0 | 0 | 0 | 0 | 0 | 0 | 0 | 0 | 0 | 0 | 0 | 0
|  | 345 | 1 | 345 | 9 | 15 | 15 | 1 | 3 | 7.58 | 3.62 | 244 | 100929 | 5.97 | 0.96746 | 55.4329 | 0.2 | 0 | 0 | 0 | 0 | 0 | 0 | 0 | 0 | 0 | 0 | 0 | 0 | 0 | 0 | 0 | 0 | 0 | 0
|  | 346 | 1 | 346 | 10 | 15 | 15 | 1 | 3 | 7.7 | 4.11 | 238 | 101008 | 5.98 | 8.5116 | 43.6212 | 0.2 | 33.6387 | 33.6387 | 243.889 | 33.6387 | 254.2594 | 33.6387 | 33.6387 | 33.6387 | 36.1588 | 36.1588 | 217.079 | 36.1588 | 224.412 | 36.1588 | 36.1588 | 36.1588 | 76.7096 | 31.1
|  | 347 | 1 | 347 | 11 | 15 | 15 | 1 | 3 | 7.96 | 3.75 | 238 | 101005 | 5.905 | 14.508 | 30.7326 | 0.2 | 65.7829 | 65.7829 | 230.9114 | 65.7829 | 343.5305 | 65.7829 | 65.7829 | 65.7829 | 76.8987 | 76.8987 | 252.7867 | 76.8987 | 332.4204 | 76.8987 | 76.8987 | 76.8987 | 157.4223 | 73.8077
|  | 348 | 1 | 348 | 12 | 15 | 15 | 1 | 3 | 8.23 | 3.38 | 238 | 101001 | 5.829 | 18.5068 | 16.7612 | 0.2 | 75.6041 | 75.6041 | 275.6363 | 75.6041 | 739.77 | 75.6041 | 75.6041 | 75.6041 | 70.2745 | 70.2745 | 375.894 | 70.2745 | 704.086 | 70.2745 | 93.0057 | 70.2745 | 289.8168 | 57.6378
|  | 349 | 1 | 349 | 13 | 15 | 15 | 1 | 3 | 8.49 | 3.02 | 239 | 100998 | 5.744 | 20.1304 | 2.0487 | 0.2 | 95.0848 | 95.0848 | 114.8596 | 95.0848 | 647.8951 | 95.0848 | 95.0848 | 95.0848 | 102.9608 | 102.9608 | 260.3178 | 102.9608 | 637.2308 | 102.9608 | 232.3521 | 102.9608 | 298.9814 | 96.2197
|  | 350 | 1 | 350 | 14 | 15 | 15 | 1 | 3 | 8.84 | 2.93 | 234 | 100978 | 5.617 | 19.2027 | -12.763 | 0.2 | 87.5107 | 87.5107 | 87.5107 | 87.5107 | 339.3633 | 87.5107 | 144.5593 | 87.5107 | 113.4018 | 113.4018 | 136.6595 | 113.4018 | 355.0856 | 113.4018 | 217.3383 | 113.4018 | 210.4161 | 120.4762
|  | 351 | 1 | 351 | 15 | 15 | 15 | 1 | 3 | 9.19 | 2.84 | 229 | 100959 | 5.481 | 15.8261 | -26.988 | 0.2 | 79.0295 | 79.0295 | 79.0295 | 79.0295 | 392.4388 | 79.0295 | 238.6366 | 79.0295 | 97.9249 | 97.9249 | 97.9249 | 97.9249 | 390.0352 | 97.9249 | 281.2806 | 97.9249 | 200.3826 | 100.6855
|  | 352 | 1 | 352 | 16 | 15 | 15 | 1 | 3 | 9.54 | 2.74 | 224 | 100939 | 5.334 | 10.3354 | -40.1876 | 0.2 | 63.0809 | 63.0809 | 63.0809 | 63.0809 | 303.1761 | 63.0809 | 265.8879 | 63.0809 | 82.3553 | 82.3553 | 82.3553 | 82.3553 | 292.6568 | 82.3553 | 266.2901 | 82.3553 | 144.8136 | 87.4975
|  | 353 | 1 | 353 | 17 | 15 | 15 | 1 | 3 | 8.44 | 2.63 | 220 | 100975 | 5.154 | 3.1725 | -52.2784 | 0.2 | 24.2254 | 24.2254 | 24.2254 | 24.2254 | 122.4318 | 24.2254 | 151.1905 | 24.2254 | 33.7288 | 33.7288 | 33.7288 | 33.7288 | 109.4622 | 33.7288 | 129.7977 | 33.7288 | 45.8968 | 37
|  | 354 | 1 | 354 | 18 | 15 | 15 | 1 | 3 | 7.33 | 2.51 | 216 | 101011 | 4.967 | 0 | -63.4611 | 0.2 | 0 | 0 | 0 | 0 | 0 | 0 | 0 | 0 | 0 | 0 | 0 | 0 | 0 | 0 | 0 | 0 | 0 | 0
|  | 355 | 1 | 355 | 19 | 15 | 15 | 1 | 3 | 6.22 | 2.4 | 212 | 101047 | 4.775 | 0 | -74.1149 | 0.2 | 0 | 0 | 0 | 0 | 0 | 0 | 0 | 0 | 0 | 0 | 0 | 0 | 0 | 0 | 0 | 0 | 0 | 0
|  | 356 | 1 | 356 | 20 | 15 | 15 | 1 | 3 | 5.63 | 2.49 | 210 | 101067 | 4.676 | 0 | -84.7532 | 0.2 | 0 | 0 | 0 | 0 | 0 | 0 | 0 | 0 | 0 | 0 | 0 | 0 | 0 | 0 | 0 | 0 | 0 | 0
|  | 357 | 1 | 357 | 21 | 15 | 15 | 1 | 3 | 5.03 | 2.57 | 207 | 101087 | 4.574 | 0 | -96.0703 | 0.2 | 0 | 0 | 0 | 0 | 0 | 0 | 0 | 0 | 0 | 0 | 0 | 0 | 0 | 0 | 0 | 0 | 0 | 0
|  | 358 | 1 | 358 | 22 | 15 | 15 | 1 | 3 | 4.44 | 2.66 | 204 | 101106 | 4.474 | 0 | -109.096 | 0.2 | 0 | 0 | 0 | 0 | 0 | 0 | 0 | 0 | 0 | 0 | 0 | 0 | 0 | 0 | 0 | 0 | 0 | 0
|  | 359 | 1 | 359 | 23 | 15 | 15 | 1 | 3 | 3.96 | 2.73 | 201 | 101109 | 4.405 | 0 | -125.4637 | 0.2 | 0 | 0 | 0 | 0 | 0 | 0 | 0 | 0 | 0 | 0 | 0 | 0 | 0 | 0 | 0 | 0 | 0 | 0
|  | 360 | 1 | 360 | 24 | 15 | 15 | 1 | 3 | 3.49 | 2.8 | 199 | 101113 | 4.338 | 0 | -147.4398 | 0.2 | 0 | 0 | 0 | 0 | 0 | 0 | 0 | 0 | 0 | 0 | 0 | 0 | 0 | 0 | 0 | 0 | 0 | 0
|  | 361 | 1 | 361 | 1 | 16 | 16 | 2 | 3 | 3.01 | 2.87 | 196 | 101116 | 4.268 | 0 | -175.6127 | 0.2 | 0 | 0 | 0 | 0 | 0 | 0 | 0 | 0 | 0 | 0 | 0 | 0 | 0 | 0 | 0 | 0 | 0 | 0
|  | 362 | 1 | 362 | 2 | 16 | 16 | 2 | 3 | 3.02 | 2.74 | 196 | 101106 | 4.351 | 0 | 155.0092 | 0.2 | 0 | 0 | 0 | 0 | 0 | 0 | 0 | 0 | 0 | 0 | 0 | 0 | 0 | 0 | 0 | 0 | 0 | 0
|  | 363 | 1 | 363 | 3 | 16 | 16 | 2 | 3 | 3.04 | 2.62 | 197 | 101096 | 4.438 | 0 | 131.1732 | 0.2 | 0 | 0 | 0 | 0 | 0 | 0 | 0 | 0 | 0 | 0 | 0 | 0 | 0 | 0 | 0 | 0 | 0 | 0
|  | 364 | 1 | 364 | 4 | 16 | 16 | 2 | 3 | 3.05 | 2.5 | 198 | 101087 | 4.522 | 0 | 113.4632 | 0.2 | 0 | 0 | 0 | 0 | 0 | 0 | 0 | 0 | 0 | 0 | 0 | 0 | 0 | 0 | 0 | 0 | 0 | 0
|  | 365 | 1 | 365 | 5 | 16 | 16 | 2 | 3 | 2.5 | 2.46 | 199 | 101083 | 4.386 | 0 | 99.6794 | 0.2 | 0 | 0 | 0 | 0 | 0 | 0 | 0 | 0 | 0 | 0 | 0 | 0 | 0 | 0 | 0 | 0 | 0 | 0
|  | 366 | 1 | 366 | 6 | 16 | 16 | 2 | 3 | 1.96 | 2.42 | 200 | 101080 | 4.255 | 0 | 87.9902 | 0.2 | 0 | 0 | 0 | 0 | 0 | 0 | 0 | 0 | 0 | 0 | 0 | 0 | 0 | 0 | 0 | 0 | 0 | 0
|  | 367 | 1 | 367 | 7 | 16 | 16 | 2 | 3 | 1.41 | 2.39 | 201 | 101077 | 4.125 | 0 | 77.228 | 0.2 | 0 | 0 | 0 | 0 | 0 | 0 | 0 | 0 | 0 | 0 | 0 | 0 | 0 | 0 | 0 | 0 | 0 | 0
|  | 368 | 1 | 368 | 8 | 16 | 16 | 2 | 3 | 2.01 | 2 | 195 | 101103 | 4.281 | 0 | 66.6246 | 0.2 | 0 | 0 | 0 | 0 | 0 | 0 | 0 | 0 | 0 | 0 | 0 | 0 | 0 | 0 | 0 | 0 | 0 | 0
|  | 369 | 1 | 369 | 9 | 16 | 16 | 2 | 3 | 2.62 | 1.6 | 189 | 101129 | 4.445 | 1.0551 | 55.6226 | 0.2 | 0 | 0 | 0 | 0 | 0 | 0 | 0 | 0 | 0 | 0 | 0 | 0 | 0 | 0 | 0 | 0 | 0 | 0
|  | 370 | 1 | 370 | 10 | 16 | 16 | 2 | 3 | 3.22 | 1.21 | 182 | 101155 | 4.611 | 8.62 | 43.8019 | 0.2 | 32.6613 | 32.6613 | 354.8202 | 32.6613 | 368.5831 | 32.6613 | 32.6613 | 32.6613 | 31.8718 | 31.8718 | 309.5634 | 31.8718 | 319.2953 | 31.8718 | 31.8718 | 31.8718 | 96.0685 | 25.5122
|  | 371 | 1 | 371 | 11 | 16 | 16 | 2 | 3 | 5.54 | 1.12 | 185 | 101132 | 5.146 | 14.6403 | 30.8997 | 0.2 | 54.1975 | 54.1975 | 431.2125 | 54.1975 | 684.1503 | 54.1975 | 54.1975 | 54.1975 | 46.0113 | 46.0113 | 448.2134 | 46.0113 | 627.0675 | 46.0113 | 46.0113 | 46.0113 | 225.8723 | 34.0877
|  | 372 | 1 | 372 | 12 | 16 | 16 | 2 | 3 | 7.87 | 1.03 | 187 | 101109 | 5.712 | 18.6639 | 16.9065 | 0.2 | 71.2867 | 71.2867 | 292.2196 | 71.2867 | 798.1652 | 71.2867 | 71.2867 | 71.2867 | 61.0581 | 61.0581 | 398.736 | 61.0581 | 756.4935 | 61.0581 | 86.2896 | 61.0581 | 303.0203 | 46.4045
|  | 373 | 1 | 373 | 13 | 16 | 16 | 2 | 3 | 10.19 | 0.94 | 189 | 101087 | 6.298 | 20.3097 | 2.163 | 0.2 | 75.1298 | 75.1298 | 105.579 | 75.1298 | 881.3124 | 75.1298 | 75.1298 | 75.1298 | 61.3653 | 61.3653 | 294.0265 | 61.3653 | 842.5528 | 61.3653 | 250.9649 | 61.3653 | 343.5228 | 44.9394
|  | 374 | 1 | 374 | 14 | 16 | 16 | 2 | 3 | 9.81 | 1.02 | 179 | 101037 | 6.109 | 19.3985 | -12.6858 | 0.2 | 77.969 | 77.969 | 77.969 | 77.969 | 827.2231 | 77.969 | 246.6256 | 77.969 | 68.7496 | 68.7496 | 140.7172 | 68.7496 | 789.7781 | 68.7496 | 379.2336 | 68.7496 | 324.5556 | 54.1215
|  | 375 | 1 | 375 | 15 | 16 | 16 | 2 | 3 | 9.44 | 1.1 | 170 | 100988 | 5.929 | 16.0315 | -26.9479 | 0.2 | 68.6257 | 68.6257 | 68.6257 | 68.6257 | 734.4599 | 68.6257 | 407.1224 | 68.6257 | 63.2665 | 63.2665 | 63.2665 | 63.2665 | 685.8451 | 63.2665 | 454.3826 | 63.2665 | 266.1557 | 51.5307
|  | 376 | 1 | 376 | 16 | 16 | 16 | 2 | 3 | 9.06 | 1.19 | 161 | 100939 | 5.751 | 10.5442 | -40.1796 | 0.2 | 49.2444 | 49.2444 | 49.2444 | 49.2444 | 577.2648 | 49.2444 | 495.1337 | 49.2444 | 48.483 | 48.483 | 48.483 | 48.483 | 512.8115 | 48.483 | 454.7361 | 48.483 | 170.0506 | 41.4112
|  | 377 | 1 | 377 | 17 | 16 | 16 | 2 | 3 | 7.39 | 1.84 | 166 | 100936 | 5.33 | 3.3807 | -52.2957 | 0.2 | 20.9367 | 20.9367 | 20.9367 | 20.9367 | 317.6292 | 20.9367 | 404.7519 | 20.9367 | 24.0941 | 24.0941 | 24.0941 | 24.0941 | 254.1514 | 24.0941 | 315.7565 | 24.0941 | 51.6782 | 23.0207
|  | 378 | 1 | 378 | 18 | 16 | 16 | 2 | 3 | 5.72 | 2.49 | 172 | 100932 | 4.926 | 0 | -63.4975 | 0.2 | 0 | 0 | 0 | 0 | 0 | 0 | 0 | 0 | 0 | 0 | 0 | 0 | 0 | 0 | 0 | 0 | 0 | 0
|  | 379 | 1 | 379 | 19 | 16 | 16 | 2 | 3 | 4.05 | 3.14 | 178 | 100929 | 4.54 | 0 | -74.1657 | 0.2 | 0 | 0 | 0 | 0 | 0 | 0 | 0 | 0 | 0 | 0 | 0 | 0 | 0 | 0 | 0 | 0 | 0 | 0
|  | 380 | 1 | 380 | 20 | 16 | 16 | 2 | 3 | 3.65 | 3.2 | 185 | 100939 | 4.37 | 0 | -84.8146 | 0.2 | 0 | 0 | 0 | 0 | 0 | 0 | 0 | 0 | 0 | 0 | 0 | 0 | 0 | 0 | 0 | 0 | 0 | 0
|  | 381 | 1 | 381 | 21 | 16 | 16 | 2 | 3 | 3.25 | 3.26 | 192 | 100949 | 4.205 | 0 | -96.1375 | 0.2 | 0 | 0 | 0 | 0 | 0 | 0 | 0 | 0 | 0 | 0 | 0 | 0 | 0 | 0 | 0 | 0 | 0 | 0
|  | 382 | 1 | 382 | 22 | 16 | 16 | 2 | 3 | 2.85 | 3.31 | 198 | 100959 | 4.046 | 0 | -109.1595 | 0.2 | 0 | 0 | 0 | 0 | 0 | 0 | 0 | 0 | 0 | 0 | 0 | 0 | 0 | 0 | 0 | 0 | 0 | 0
|  | 383 | 1 | 383 | 23 | 16 | 16 | 2 | 3 | 2.73 | 3.25 | 199 | 100969 | 3.967 | 0 | -125.4989 | 0.2 | 0 | 0 | 0 | 0 | 0 | 0 | 0 | 0 | 0 | 0 | 0 | 0 | 0 | 0 | 0 | 0 | 0 | 0
|  | 384 | 1 | 384 | 24 | 16 | 16 | 2 | 3 | 2.61 | 3.18 | 200 | 100978 | 3.889 | 0 | -147.3902 | 0.2 | 0 | 0 | 0 | 0 | 0 | 0 | 0 | 0 | 0 | 0 | 0 | 0 | 0 | 0 | 0 | 0 | 0 | 0
|  | 385 | 1 | 385 | 1 | 17 | 17 | 3 | 3 | 2.49 | 3.12 | 201 | 100988 | 3.812 | 0 | -175.4143 | 0.2 | 0 | 0 | 0 | 0 | 0 | 0 | 0 | 0 | 0 | 0 | 0 | 0 | 0 | 0 | 0 | 0 | 0 | 0
|  | 386 | 1 | 386 | 2 | 17 | 17 | 3 | 3 | 2.53 | 3.18 | 201 | 100988 | 3.746 | 0 | 155.323 | 0.2 | 0 | 0 | 0 | 0 | 0 | 0 | 0 | 0 | 0 | 0 | 0 | 0 | 0 | 0 | 0 | 0 | 0 | 0
|  | 387 | 1 | 387 | 3 | 17 | 17 | 3 | 3 | 2.57 | 3.25 | 201 | 100988 | 3.679 | 0 | 131.4966 | 0.2 | 0 | 0 | 0 | 0 | 0 | 0 | 0 | 0 | 0 | 0 | 0 | 0 | 0 | 0 | 0 | 0 | 0 | 0
|  | 388 | 1 | 388 | 4 | 17 | 17 | 3 | 3 | 2.61 | 3.31 | 201 | 100988 | 3.613 | 0 | 113.7532 | 0.2 | 0 | 0 | 0 | 0 | 0 | 0 | 0 | 0 | 0 | 0 | 0 | 0 | 0 | 0 | 0 | 0 | 0 | 0
|  | 389 | 1 | 389 | 5 | 17 | 17 | 3 | 3 | 2.34 | 3.24 | 200 | 100965 | 3.616 | 0 | 99.9355 | 0.2 | 0 | 0 | 0 | 0 | 0 | 0 | 0 | 0 | 0 | 0 | 0 | 0 | 0 | 0 | 0 | 0 | 0 | 0
|  | 390 | 1 | 390 | 6 | 17 | 17 | 3 | 3 | 2.07 | 3.16 | 200 | 100942 | 3.617 | 0 | 88.2212 | 0.2 | 0 | 0 | 0 | 0 | 0 | 0 | 0 | 0 | 0 | 0 | 0 | 0 | 0 | 0 | 0 | 0 | 0 | 0
|  | 391 | 1 | 391 | 7 | 17 | 17 | 3 | 3 | 1.79 | 3.09 | 199 | 100919 | 3.614 | 0 | 77.4421 | 0.2 | 0 | 0 | 0 | 0 | 0 | 0 | 0 | 0 | 0 | 0 | 0 | 0 | 0 | 0 | 0 | 0 | 0 | 0
|  | 392 | 1 | 392 | 8 | 17 | 17 | 3 | 3 | 2.49 | 2.8 | 199 | 100926 | 3.791 | 0 | 66.8272 | 0.2 | 0 | 0 | 0 | 0 | 0 | 0 | 0 | 0 | 0 | 0 | 0 | 0 | 0 | 0 | 0 | 0 | 0 | 0
|  | 393 | 1 | 393 | 9 | 17 | 17 | 3 | 3 | 3.18 | 2.5 | 199 | 100932 | 3.973 | 1.148 | 55.8164 | 0.2 | 0 | 0 | 0 | 0 | 0 | 0 | 0 | 0 | 0 | 0 | 0 | 0 | 0 | 0 | 0 | 0 | 0 | 0
|  | 394 | 1 | 394 | 10 | 17 | 17 | 3 | 3 | 3.88 | 2.21 | 199 | 100939 | 4.165 | 8.7339 | 43.9862 | 0.2 | 32.9434 | 32.9434 | 362.4093 | 32.9434 | 374.28 | 32.9434 | 32.9434 | 32.9434 | 31.9572 | 31.9572 | 316.4596 | 31.9572 | 324.8534 | 31.9572 | 31.9572 | 31.9572 | 98.3546 | 25.4734
|  | 395 | 1 | 395 | 11 | 17 | 17 | 3 | 3 | 5.92 | 2.29 | 208 | 100906 | 4.619 | 14.7786 | 31.0698 | 0.2 | 54.4209 | 54.4209 | 433.4998 | 54.4209 | 683.5772 | 54.4209 | 54.4209 | 54.4209 | 46.0641 | 46.0641 | 451.1355 | 46.0641 | 627.967 | 46.0641 | 46.0641 | 46.0641 | 227.8171 | 34.0384
|  | 396 | 1 | 396 | 12 | 17 | 17 | 3 | 3 | 7.97 | 2.37 | 217 | 100874 | 5.105 | 18.8273 | 17.0539 | 0.2 | 70.9798 | 70.9798 | 297.4877 | 70.9798 | 809.3699 | 70.9798 | 70.9798 | 70.9798 | 59.8594 | 59.8594 | 406.2348 | 59.8594 | 768.1902 | 59.8594 | 85.9044 | 59.8594 | 308.2123 | 44.8713
|  | 397 | 1 | 397 | 13 | 17 | 17 | 3 | 3 | 10.02 | 2.46 | 226 | 100841 | 5.621 | 20.4955 | 2.2781 | 0.2 | 72.6168 | 72.6168 | 105.655 | 72.6168 | 903.1219 | 72.6168 | 72.6168 | 72.6168 | 56.7739 | 56.7739 | 299.8227 | 56.7739 | 863.7169 | 56.7739 | 253.0996 | 56.7739 | 350.5798 | 39.8952
|  | 398 | 1 | 398 | 14 | 17 | 17 | 3 | 3 | 9.77 | 2.42 | 228 | 100841 | 5.69 | 19.6009 | -12.6092 | 0.2 | 77.3599 | 77.3599 | 77.3599 | 77.3599 | 838.1206 | 77.3599 | 247.5386 | 77.3599 | 66.9578 | 66.9578 | 142.9189 | 66.9578 | 801.1925 | 66.9578 | 383.588 | 66.9578 | 329.4049 | 51.801
|  | 399 | 1 | 399 | 15 | 17 | 17 | 3 | 3 | 9.53 | 2.39 | 231 | 100841 | 5.761 | 16.2432 | -26.9096 | 0.2 | 69.1257 | 69.1257 | 69.1257 | 69.1257 | 738.4587 | 69.1257 | 408.8394 | 69.1257 | 63.3953 | 63.3953 | 63.3953 | 63.3953 | 691.3192 | 63.3953 | 458.2432 | 63.3953 | 270.0928 | 51.4073
|  | 400 | 1 | 400 | 16 | 17 | 17 | 3 | 3 | 9.28 | 2.36 | 233 | 100841 | 5.822 | 10.759 | -40.1744 | 0.2 | 50.9421 | 50.9421 | 50.9421 | 50.9421 | 566.7266 | 50.9421 | 486.4191 | 50.9421 | 51.1276 | 51.1276 | 51.1276 | 51.1276 | 506.5424 | 51.1276 | 449.7564 | 51.1276 | 172.7965 | 44.5272
|  | 401 | 1 | 401 | 17 | 17 | 17 | 3 | 3 | 7.99 | 2.49 | 230 | 100864 | 5.549 | 3.5946 | -52.3165 | 0.2 | 22.487 | 22.487 | 22.487 | 22.487 | 275.7163 | 22.487 | 350.3221 | 22.487 | 27.7026 | 27.7026 | 27.7026 | 27.7026 | 225.1638 | 27.7026 | 277.918 | 27.7026 | 54.2802 | 28.2573
|  | 402 | 1 | 402 | 18 | 17 | 17 | 3 | 3 | 6.69 | 2.63 | 226 | 100887 | 5.272 | 0 | -63.5379 | 0.2 | 0 | 0 | 0 | 0 | 0 | 0 | 0 | 0 | 0 | 0 | 0 | 0 | 0 | 0 | 0 | 0 | 0 | 0
|  | 403 | 1 | 403 | 19 | 17 | 17 | 3 | 3 | 5.39 | 2.76 | 223 | 100910 | 4.998 | 0 | -74.2209 | 0.2 | 0 | 0 | 0 | 0 | 0 | 0 | 0 | 0 | 0 | 0 | 0 | 0 | 0 | 0 | 0 | 0 | 0 | 0
|  | 404 | 1 | 404 | 20 | 17 | 17 | 3 | 3 | 5.13 | 2.72 | 223 | 100929 | 4.922 | 0 | -84.8807 | 0.2 | 0 | 0 | 0 | 0 | 0 | 0 | 0 | 0 | 0 | 0 | 0 | 0 | 0 | 0 | 0 | 0 | 0 | 0
|  | 405 | 1 | 405 | 21 | 17 | 17 | 3 | 3 | 4.87 | 2.68 | 222 | 100949 | 4.847 | 0 | -96.2097 | 0.2 | 0 | 0 | 0 | 0 | 0 | 0 | 0 | 0 | 0 | 0 | 0 | 0 | 0 | 0 | 0 | 0 | 0 | 0
|  | 406 | 1 | 406 | 22 | 17 | 17 | 3 | 3 | 4.61 | 2.63 | 222 | 100969 | 4.773 | 0 | -109.2283 | 0.2 | 0 | 0 | 0 | 0 | 0 | 0 | 0 | 0 | 0 | 0 | 0 | 0 | 0 | 0 | 0 | 0 | 0 | 0
|  | 407 | 1 | 407 | 23 | 17 | 17 | 3 | 3 | 4.45 | 2.58 | 222 | 100982 | 4.774 | 0 | -125.5397 | 0.2 | 0 | 0 | 0 | 0 | 0 | 0 | 0 | 0 | 0 | 0 | 0 | 0 | 0 | 0 | 0 | 0 | 0 | 0
|  | 408 | 1 | 408 | 24 | 17 | 17 | 3 | 3 | 4.29 | 2.52 | 221 | 100995 | 4.774 | 0 | -147.3458 | 0.2 | 0 | 0 | 0 | 0 | 0 | 0 | 0 | 0 | 0 | 0 | 0 | 0 | 0 | 0 | 0 | 0 | 0 | 0
|  | 409 | 1 | 409 | 1 | 18 | 18 | 4 | 3 | 4.13 | 2.47 | 221 | 101008 | 4.773 | 0 | -175.2188 | 0.2 | 0 | 0 | 0 | 0 | 0 | 0 | 0 | 0 | 0 | 0 | 0 | 0 | 0 | 0 | 0 | 0 | 0 | 0
|  | 410 | 1 | 410 | 2 | 18 | 18 | 4 | 3 | 4.33 | 2.47 | 215 | 100988 | 4.869 | 0 | 155.6383 | 0.2 | 0 | 0 | 0 | 0 | 0 | 0 | 0 | 0 | 0 | 0 | 0 | 0 | 0 | 0 | 0 | 0 | 0 | 0
|  | 411 | 1 | 411 | 3 | 18 | 18 | 4 | 3 | 4.53 | 2.47 | 210 | 100969 | 4.966 | 0 | 131.8246 | 0.2 | 0 | 0 | 0 | 0 | 0 | 0 | 0 | 0 | 0 | 0 | 0 | 0 | 0 | 0 | 0 | 0 | 0 | 0
|  | 412 | 1 | 412 | 4 | 18 | 18 | 4 | 3 | 4.73 | 2.47 | 205 | 100949 | 5.064 | 0 | 114.0487 | 0.2 | 0 | 0 | 0 | 0 | 0 | 0 | 0 | 0 | 0 | 0 | 0 | 0 | 0 | 0 | 0 | 0 | 0 | 0
|  | 413 | 1 | 413 | 5 | 18 | 18 | 4 | 3 | 4.81 | 2.36 | 207 | 100923 | 5.123 | 0 | 100.1972 | 0.2 | 0 | 0 | 0 | 0 | 0 | 0 | 0 | 0 | 0 | 0 | 0 | 0 | 0 | 0 | 0 | 0 | 0 | 0
|  | 414 | 1 | 414 | 6 | 18 | 18 | 4 | 3 | 4.89 | 2.26 | 209 | 100896 | 5.182 | 0 | 88.4574 | 0.2 | 0 | 0 | 0 | 0 | 0 | 0 | 0 | 0 | 0 | 0 | 0 | 0 | 0 | 0 | 0 | 0 | 0 | 0
|  | 415 | 1 | 415 | 7 | 18 | 18 | 4 | 3 | 4.96 | 2.15 | 212 | 100870 | 5.238 | 0 | 77.6609 | 0.2 | 0 | 0 | 0 | 0 | 0 | 0 | 0 | 0 | 0 | 0 | 0 | 0 | 0 | 0 | 0 | 0 | 0 | 0
|  | 416 | 1 | 416 | 8 | 18 | 18 | 4 | 3 | 5.66 | 2.78 | 213 | 100880 | 5.482 | 0 | 67.0342 | 0.2 | 0 | 0 | 0 | 0 | 0 | 0 | 0 | 0 | 0 | 0 | 0 | 0 | 0 | 0 | 0 | 0 | 0 | 0
|  | 417 | 1 | 417 | 9 | 18 | 18 | 4 | 3 | 6.36 | 3.41 | 214 | 100890 | 5.735 | 1.2461 | 56.0143 | 0.2 | 0 | 0 | 0 | 0 | 0 | 0 | 0 | 0 | 0 | 0 | 0 | 0 | 0 | 0 | 0 | 0 | 0 | 0
|  | 418 | 1 | 418 | 10 | 18 | 18 | 4 | 3 | 7.06 | 4.04 | 216 | 100900 | 5.999 | 8.8533 | 44.1741 | 0.2 | 19.8046 | 19.8046 | 40.1314 | 19.8046 | 40.726 | 19.8046 | 19.8046 | 19.8046 | 28.3838 | 28.3838 | 45.9697 | 28.3838 | 46.3902 | 28.3838 | 28.3838 | 28.3838 | 36.3113 | 31.7677
|  | 419 | 1 | 419 | 11 | 18 | 18 | 4 | 3 | 7.71 | 4.27 | 224 | 100877 | 6.179 | 14.9228 | 31.2428 | 0.2 | 51.9825 | 51.9825 | 108.5912 | 51.9825 | 145.2972 | 51.9825 | 51.9825 | 51.9825 | 72.7825 | 72.7825 | 133.3786 | 72.7825 | 159.3338 | 72.7825 | 72.7825 | 72.7825 | 110.2732 | 81.1861
|  | 420 | 1 | 420 | 12 | 18 | 18 | 4 | 3 | 8.37 | 4.5 | 231 | 100854 | 6.365 | 18.997 | 17.2032 | 0.2 | 83.1791 | 83.1791 | 162.5113 | 83.1791 | 339.409 | 83.1791 | 83.1791 | 83.1791 | 102.6178 | 102.6178 | 224.0106 | 102.6178 | 349.0962 | 102.6178 | 111.818 | 102.6178 | 196.1995 | 103.8563
|  | 421 | 1 | 421 | 13 | 18 | 18 | 4 | 3 | 9.03 | 4.73 | 239 | 100831 | 6.554 | 20.6878 | 2.3939 | 0.2 | 85.1229 | 85.1229 | 114.3812 | 85.1229 | 784.9858 | 85.1229 | 85.1229 | 85.1229 | 79.8367 | 79.8367 | 287.5673 | 79.8367 | 761.7564 | 79.8367 | 246.1898 | 79.8367 | 331.2503 | 66.7332
|  | 422 | 1 | 422 | 14 | 18 | 18 | 4 | 3 | 9.03 | 4.06 | 240 | 100805 | 6.46 | 19.8098 | -12.5333 | 0.2 | 93.9501 | 93.9501 | 93.9501 | 93.9501 | 420.524 | 93.9501 | 166.5486 | 93.9501 | 115.598 | 115.598 | 149.4755 | 115.598 | 431.7331 | 115.598 | 252.1454 | 115.598 | 238.6059 | 118.0973
|  | 423 | 1 | 423 | 15 | 18 | 18 | 4 | 3 | 9.03 | 3.38 | 241 | 100778 | 6.365 | 16.4612 | -26.8733 | 0.2 | 24.9789 | 24.9789 | 24.9789 | 24.9789 | 24.9789 | 24.9789 | 24.9789 | 24.9789 | 39.6745 | 39.6745 | 39.6745 | 39.6745 | 39.6745 | 39.6745 | 39.6745 | 39.6745 | 48 | 48
|  | 424 | 1 | 424 | 16 | 18 | 18 | 4 | 3 | 9.02 | 2.7 | 243 | 100752 | 6.267 | 10.9797 | -40.172 | 0.2 | 29.4971 | 29.4971 | 29.4971 | 29.4971 | 37.0831 | 29.4971 | 35.9015 | 29.4971 | 46.4921 | 46.4921 | 46.4921 | 46.4921 | 53.2182 | 46.4921 | 52.3826 | 46.4921 | 58 | 56.0738
|  | 425 | 1 | 425 | 17 | 18 | 18 | 4 | 3 | 8.33 | 2.51 | 243 | 100782 | 6.155 | 3.814 | -52.3407 | 0.2 | 22.9781 | 22.9781 | 22.9781 | 22.9781 | 102.7935 | 22.9781 | 126.3991 | 22.9781 | 30.7368 | 30.7368 | 30.7368 | 30.7368 | 93.3332 | 30.7368 | 110.0248 | 30.7368 | 41.2505 | 32.5413
|  | 426 | 1 | 426 | 18 | 18 | 18 | 4 | 3 | 7.63 | 2.32 | 243 | 100811 | 6.035 | 0 | -63.5823 | 0.2 | 0 | 0 | 0 | 0 | 0 | 0 | 0 | 0 | 0 | 0 | 0 | 0 | 0 | 0 | 0 | 0 | 0 | 0
|  | 427 | 1 | 427 | 19 | 18 | 18 | 4 | 3 | 6.93 | 2.12 | 243 | 100841 | 5.91 | 0 | -74.2804 | 0.2 | 0 | 0 | 0 | 0 | 0 | 0 | 0 | 0 | 0 | 0 | 0 | 0 | 0 | 0 | 0 | 0 | 0 | 0
|  | 428 | 1 | 428 | 20 | 18 | 18 | 4 | 3 | 6.76 | 2.17 | 245 | 100874 | 5.862 | 0 | -84.9514 | 0.2 | 0 | 0 | 0 | 0 | 0 | 0 | 0 | 0 | 0 | 0 | 0 | 0 | 0 | 0 | 0 | 0 | 0 | 0
|  | 429 | 1 | 429 | 21 | 18 | 18 | 4 | 3 | 6.59 | 2.21 | 248 | 100906 | 5.814 | 0 | -96.2869 | 0.2 | 0 | 0 | 0 | 0 | 0 | 0 | 0 | 0 | 0 | 0 | 0 | 0 | 0 | 0 | 0 | 0 | 0 | 0
|  | 430 | 1 | 430 | 22 | 18 | 18 | 4 | 3 | 6.42 | 2.25 | 250 | 100939 | 5.765 | 0 | -109.3024 | 0.2 | 0 | 0 | 0 | 0 | 0 | 0 | 0 | 0 | 0 | 0 | 0 | 0 | 0 | 0 | 0 | 0 | 0 | 0
|  | 431 | 1 | 431 | 23 | 18 | 18 | 4 | 3 | 6.15 | 2.32 | 257 | 100995 | 5.664 | 0 | -125.5858 | 0.2 | 0 | 0 | 0 | 0 | 0 | 0 | 0 | 0 | 0 | 0 | 0 | 0 | 0 | 0 | 0 | 0 | 0 | 0
|  | 432 | 1 | 432 | 24 | 18 | 18 | 4 | 3 | 5.87 | 2.4 | 264 | 101050 | 5.561 | 0 | -147.3062 | 0.2 | 0 | 0 | 0 | 0 | 0 | 0 | 0 | 0 | 0 | 0 | 0 | 0 | 0 | 0 | 0 | 0 | 0 | 0
|  | 433 | 1 | 433 | 1 | 19 | 19 | 5 | 3 | 5.6 | 2.47 | 271 | 101106 | 5.463 | 0 | -175.026 | 0.2 | 0 | 0 | 0 | 0 | 0 | 0 | 0 | 0 | 0 | 0 | 0 | 0 | 0 | 0 | 0 | 0 | 0 | 0
|  | 434 | 1 | 434 | 2 | 19 | 19 | 5 | 3 | 5.36 | 3.46 | 277 | 101132 | 5.389 | 0 | 155.9548 | 0.2 | 0 | 0 | 0 | 0 | 0 | 0 | 0 | 0 | 0 | 0 | 0 | 0 | 0 | 0 | 0 | 0 | 0 | 0
|  | 435 | 1 | 435 | 3 | 19 | 19 | 5 | 3 | 5.13 | 4.46 | 283 | 101159 | 5.32 | 0 | 132.1571 | 0.2 | 0 | 0 | 0 | 0 | 0 | 0 | 0 | 0 | 0 | 0 | 0 | 0 | 0 | 0 | 0 | 0 | 0 | 0
|  | 436 | 1 | 436 | 4 | 19 | 19 | 5 | 3 | 4.89 | 5.45 | 289 | 101185 | 5.248 | 0 | 114.3496 | 0.2 | 0 | 0 | 0 | 0 | 0 | 0 | 0 | 0 | 0 | 0 | 0 | 0 | 0 | 0 | 0 | 0 | 0 | 0
|  | 437 | 1 | 437 | 5 | 19 | 19 | 5 | 3 | 4.38 | 5.18 | 299 | 101218 | 5.053 | 0 | 100.4641 | 0.2 | 0 | 0 | 0 | 0 | 0 | 0 | 0 | 0 | 0 | 0 | 0 | 0 | 0 | 0 | 0 | 0 | 0 | 0
|  | 438 | 1 | 438 | 6 | 19 | 19 | 5 | 3 | 3.87 | 4.91 | 309 | 101250 | 4.865 | 0 | 88.6987 | 0.2 | 0 | 0 | 0 | 0 | 0 | 0 | 0 | 0 | 0 | 0 | 0 | 0 | 0 | 0 | 0 | 0 | 0 | 0
|  | 439 | 1 | 439 | 7 | 19 | 19 | 5 | 3 | 3.35 | 4.63 | 319 | 101283 | 4.679 | 0 | 77.8844 | 0.2 | 0 | 0 | 0 | 0 | 0 | 0 | 0 | 0 | 0 | 0 | 0 | 0 | 0 | 0 | 0 | 0 | 0 | 0
|  | 440 | 1 | 440 | 8 | 19 | 19 | 5 | 3 | 3.29 | 4.59 | 324 | 101326 | 4.648 | 0 | 67.2455 | 0.2 | 0 | 0 | 0 | 0 | 0 | 0 | 0 | 0 | 0 | 0 | 0 | 0 | 0 | 0 | 0 | 0 | 0 | 0
|  | 441 | 1 | 441 | 9 | 19 | 19 | 5 | 3 | 3.23 | 4.55 | 329 | 101368 | 4.616 | 1.3491 | 56.2161 | 0.2 | 0 | 0 | 0 | 0 | 0 | 0 | 0 | 0 | 0 | 0 | 0 | 0 | 0 | 0 | 0 | 0 | 0 | 0
|  | 442 | 1 | 442 | 10 | 19 | 19 | 5 | 3 | 3.17 | 4.51 | 333 | 101411 | 4.585 | 8.9782 | 44.3655 | 0.2 | 33.2696 | 33.2696 | 187.2608 | 33.2696 | 190.7096 | 33.2696 | 33.2696 | 33.2696 | 37.707 | 37.707 | 171.1989 | 37.707 | 173.6375 | 37.707 | 37.707 | 37.707 | 68.8634 | 34.0687
|  | 443 | 1 | 443 | 11 | 19 | 19 | 5 | 3 | 3.29 | 4.45 | 335 | 101395 | 4.545 | 15.0727 | 31.4187 | 0.2 | 61.4988 | 61.4988 | 180.6404 | 61.4988 | 256.5408 | 61.4988 | 61.4988 | 61.4988 | 75.6193 | 75.6193 | 203.3884 | 75.6193 | 257.0581 | 75.6193 | 75.6193 | 75.6193 | 137.1819 | 75.6307
|  | 444 | 1 | 444 | 12 | 19 | 19 | 5 | 3 | 3.42 | 4.39 | 336 | 101378 | 4.508 | 19.1727 | 17.3546 | 0.2 | 78.2326 | 78.2326 | 136.4959 | 78.2326 | 264.6688 | 78.2326 | 78.2326 | 78.2326 | 102.2162 | 102.2162 | 191.4387 | 102.2162 | 282.0706 | 102.2162 | 109.0419 | 102.2162 | 176.3178 | 108.4015
|  | 445 | 1 | 445 | 13 | 19 | 19 | 5 | 3 | 3.55 | 4.33 | 338 | 101362 | 4.469 | 20.8865 | 2.5105 | 0.2 | 69.4555 | 69.4555 | 72.2079 | 69.4555 | 132.2311 | 69.4555 | 69.4555 | 69.4555 | 103.1713 | 103.1713 | 122.0723 | 103.1713 | 164.5151 | 103.1713 | 118.1799 | 103.1713 | 144.0269 | 120.0492
|  | 446 | 1 | 446 | 14 | 19 | 19 | 5 | 3 | 3.53 | 3.95 | 337 | 101326 | 4.175 | 20.025 | -12.4578 | 0.2 | 68.6844 | 68.6844 | 68.6844 | 68.6844 | 133.5689 | 68.6844 | 83.0189 | 68.6844 | 101.9623 | 101.9623 | 108.9513 | 101.9623 | 164.9675 | 101.9623 | 129.2233 | 101.9623 | 142.842 | 118.6236
|  | 447 | 1 | 447 | 15 | 19 | 19 | 5 | 3 | 3.52 | 3.57 | 337 | 101290 | 3.884 | 16.6854 | -26.8387 | 0.2 | 59.2363 | 59.2363 | 59.2363 | 59.2363 | 118.8218 | 59.2363 | 89.3856 | 59.2363 | 88.1438 | 88.1438 | 88.1438 | 88.1438 | 144.4305 | 88.1438 | 123.616 | 88.1438 | 122.6952 | 102.6792
|  | 448 | 1 | 448 | 16 | 19 | 19 | 5 | 3 | 3.5 | 3.19 | 336 | 101254 | 3.591 | 11.2064 | -40.1724 | 0.2 | 51.6382 | 51.6382 | 51.6382 | 51.6382 | 176.3288 | 51.6382 | 156.9071 | 51.6382 | 69.498 | 69.498 | 69.498 | 69.498 | 180.5285 | 69.498 | 166.7953 | 69.498 | 107.1778 | 74.8475
|  | 449 | 1 | 449 | 17 | 19 | 19 | 5 | 3 | 2.53 | 3 | 327 | 101267 | 3.536 | 4.039 | -52.3684 | 0.2 | 28.0884 | 28.0884 | 28.0884 | 28.0884 | 97.3756 | 28.0884 | 117.9572 | 28.0884 | 38.1901 | 38.1901 | 38.1901 | 38.1901 | 92.8494 | 38.1901 | 107.4027 | 38.1901 | 48.744 | 40.7313
|  | 450 | 1 | 450 | 18 | 19 | 19 | 5 | 3 | 1.55 | 2.81 | 317 | 101280 | 3.468 | 0 | -63.6305 | 0.2 | 0 | 0 | 0 | 0 | 0 | 0 | 0 | 0 | 0 | 0 | 0 | 0 | 0 | 0 | 0 | 0 | 0 | 0
|  | 451 | 1 | 451 | 19 | 19 | 19 | 5 | 3 | 0.58 | 2.62 | 308 | 101293 | 3.394 | 0 | -74.3441 | 0.2 | 0 | 0 | 0 | 0 | 0 | 0 | 0 | 0 | 0 | 0 | 0 | 0 | 0 | 0 | 0 | 0 | 0 | 0
|  | 452 | 1 | 452 | 20 | 19 | 19 | 5 | 3 | 0.16 | 2.44 | 296 | 101273 | 3.347 | 0 | -85.0266 | 0.2 | 0 | 0 | 0 | 0 | 0 | 0 | 0 | 0 | 0 | 0 | 0 | 0 | 0 | 0 | 0 | 0 | 0 | 0
|  | 453 | 1 | 453 | 21 | 19 | 19 | 5 | 3 | -0.26 | 2.26 | 284 | 101254 | 3.299 | 0 | -96.369 | 0.2 | 0 | 0 | 0 | 0 | 0 | 0 | 0 | 0 | 0 | 0 | 0 | 0 | 0 | 0 | 0 | 0 | 0 | 0
|  | 454 | 1 | 454 | 22 | 19 | 19 | 5 | 3 | -0.68 | 2.08 | 272 | 101234 | 3.251 | 0 | -109.3816 | 0.2 | 0 | 0 | 0 | 0 | 0 | 0 | 0 | 0 | 0 | 0 | 0 | 0 | 0 | 0 | 0 | 0 | 0 | 0
|  | 455 | 1 | 455 | 23 | 19 | 19 | 5 | 3 | -0.53 | 2.07 | 266 | 101208 | 3.313 | 0 | -125.6371 | 0.2 | 0 | 0 | 0 | 0 | 0 | 0 | 0 | 0 | 0 | 0 | 0 | 0 | 0 | 0 | 0 | 0 | 0 | 0
|  | 456 | 1 | 456 | 24 | 19 | 19 | 5 | 3 | -0.39 | 2.06 | 261 | 101182 | 3.373 | 0 | -147.2714 | 0.2 | 0 | 0 | 0 | 0 | 0 | 0 | 0 | 0 | 0 | 0 | 0 | 0 | 0 | 0 | 0 | 0 | 0 | 0
|  | 457 | 1 | 457 | 1 | 20 | 20 | 6 | 3 | -0.24 | 2.04 | 255 | 101155 | 3.437 | 0 | -174.8362 | 0.2 | 0 | 0 | 0 | 0 | 0 | 0 | 0 | 0 | 0 | 0 | 0 | 0 | 0 | 0 | 0 | 0 | 0 | 0
|  | 458 | 1 | 458 | 2 | 20 | 20 | 6 | 3 | -0.03 | 1.82 | 257 | 101119 | 3.525 | 0 | 156.2723 | 0.2 | 0 | 0 | 0 | 0 | 0 | 0 | 0 | 0 | 0 | 0 | 0 | 0 | 0 | 0 | 0 | 0 | 0 | 0
|  | 459 | 1 | 459 | 3 | 20 | 20 | 6 | 3 | 0.17 | 1.59 | 259 | 101083 | 3.612 | 0 | 132.4937 | 0.2 | 0 | 0 | 0 | 0 | 0 | 0 | 0 | 0 | 0 | 0 | 0 | 0 | 0 | 0 | 0 | 0 | 0 | 0
|  | 460 | 1 | 460 | 4 | 20 | 20 | 6 | 3 | 0.38 | 1.37 | 261 | 101047 | 3.704 | 0 | 114.6558 | 0.2 | 0 | 0 | 0 | 0 | 0 | 0 | 0 | 0 | 0 | 0 | 0 | 0 | 0 | 0 | 0 | 0 | 0 | 0
|  | 461 | 1 | 461 | 5 | 20 | 20 | 6 | 3 | 0.37 | 2.06 | 264 | 101047 | 3.71 | 0 | 100.7363 | 0.2 | 0 | 0 | 0 | 0 | 0 | 0 | 0 | 0 | 0 | 0 | 0 | 0 | 0 | 0 | 0 | 0 | 0 | 0
|  | 462 | 1 | 462 | 6 | 20 | 20 | 6 | 3 | 0.36 | 2.74 | 267 | 101047 | 3.716 | 0 | 88.9448 | 0.2 | 0 | 0 | 0 | 0 | 0 | 0 | 0 | 0 | 0 | 0 | 0 | 0 | 0 | 0 | 0 | 0 | 0 | 0
|  | 463 | 1 | 463 | 7 | 20 | 20 | 6 | 3 | 0.35 | 3.43 | 270 | 101047 | 3.722 | 0 | 78.1125 | 0.2 | 0 | 0 | 0 | 0 | 0 | 0 | 0 | 0 | 0 | 0 | 0 | 0 | 0 | 0 | 0 | 0 | 0 | 0
|  | 464 | 1 | 464 | 8 | 20 | 20 | 6 | 3 | 0.59 | 3.7 | 282 | 101070 | 3.766 | 0 | 67.4612 | 0.2 | 0 | 0 | 0 | 0 | 0 | 0 | 0 | 0 | 0 | 0 | 0 | 0 | 0 | 0 | 0 | 0 | 0 | 0
|  | 465 | 1 | 465 | 9 | 20 | 20 | 6 | 3 | 0.83 | 3.97 | 294 | 101093 | 3.81 | 1.4572 | 56.422 | 0.2 | 0 | 0 | 0 | 0 | 0 | 0 | 0 | 0 | 0 | 0 | 0 | 0 | 0 | 0 | 0 | 0 | 0 | 0
|  | 466 | 1 | 466 | 10 | 20 | 20 | 6 | 3 | 1.07 | 4.23 | 306 | 101116 | 3.855 | 9.1083 | 44.5606 | 0.2 | 33.2132 | 33.2132 | 157.6167 | 33.2132 | 159.5397 | 33.2132 | 33.2132 | 33.2132 | 38.2795 | 38.2795 | 146.3455 | 38.2795 | 147.7052 | 38.2795 | 38.2795 | 38.2795 | 63.2534 | 34.8286
|  | 467 | 1 | 467 | 11 | 20 | 20 | 6 | 3 | 1.4 | 4.37 | 323 | 101119 | 3.85 | 15.2283 | 31.5976 | 0.2 | 63.1346 | 63.1346 | 195.4289 | 63.1346 | 278.196 | 63.1346 | 63.1346 | 63.1346 | 77.1339 | 77.1339 | 219.283 | 77.1339 | 277.8082 | 77.1339 | 77.1339 | 77.1339 | 145.795 | 77.06
|  | 468 | 1 | 468 | 12 | 20 | 20 | 6 | 3 | 1.73 | 4.5 | 339 | 101123 | 3.842 | 19.3546 | 17.508 | 0.2 | 54.5239 | 54.5239 | 60.1572 | 54.5239 | 72.3817 | 54.5239 | 54.5239 | 54.5239 | 85.2722 | 85.2722 | 93.9066 | 85.2722 | 102.5506 | 85.2722 | 85.9399 | 85.2722 | 109.0473 | 102.4697
|  | 469 | 1 | 469 | 13 | 20 | 20 | 6 | 3 | 2.06 | 4.63 | 356 | 101126 | 3.832 | 21.0915 | 2.628 | 0.2 | 48.2945 | 48.2945 | 48.5869 | 48.2945 | 54.6654 | 48.2945 | 48.2945 | 48.2945 | 76.0258 | 76.0258 | 77.972 | 76.0258 | 82.2701 | 76.0258 | 77.5584 | 76.0258 | 94 | 91.5402
|  | 470 | 1 | 470 | 14 | 20 | 20 | 6 | 3 | 2.02 | 4.35 | 3 | 101106 | 3.853 | 20.2466 | -12.383 | 0.2 | 90.9698 | 90.9698 | 90.9698 | 90.9698 | 332.3872 | 90.9698 | 143.9737 | 90.9698 | 118.0632 | 118.0632 | 145.0495 | 118.0632 | 353.2368 | 118.0632 | 220.0083 | 118.0632 | 216.5864 | 125.4182
|  | 471 | 1 | 471 | 15 | 20 | 20 | 6 | 3 | 1.98 | 4.06 | 10 | 101087 | 3.874 | 16.9157 | -26.8059 | 0.2 | 67.5938 | 67.5938 | 67.5938 | 67.5938 | 176.089 | 67.5938 | 122.4127 | 67.5938 | 95.0017 | 95.0017 | 95.0017 | 95.0017 | 197.8601 | 95.0017 | 159.9052 | 95.0017 | 143.2468 | 106.2783
|  | 472 | 1 | 472 | 16 | 20 | 20 | 6 | 3 | 1.93 | 3.78 | 17 | 101067 | 3.891 | 11.4388 | -40.1755 | 0.2 | 21.3353 | 21.3353 | 21.3353 | 21.3353 | 21.3353 | 21.3353 | 21.3353 | 21.3353 | 33.888 | 33.888 | 33.888 | 33.888 | 33.888 | 33.888 | 33.888 | 33.888 | 41 | 41
|  | 473 | 1 | 473 | 17 | 20 | 20 | 6 | 3 | 1.51 | 3.46 | 18 | 101109 | 3.809 | 4.2693 | -52.3995 | 0.2 | 4.0949 | 4.0949 | 4.0949 | 4.0949 | 4.0949 | 4.0949 | 4.0949 | 4.0949 | 6.5642 | 6.5642 | 6.5642 | 6.5642 | 6.5642 | 6.5642 | 6.5642 | 6.5642 | 8 | 8
|  | 474 | 1 | 474 | 18 | 20 | 20 | 6 | 3 | 1.08 | 3.14 | 20 | 101152 | 3.725 | 0 | -63.6825 | 0.2 | 0 | 0 | 0 | 0 | 0 | 0 | 0 | 0 | 0 | 0 | 0 | 0 | 0 | 0 | 0 | 0 | 0 | 0
|  | 475 | 1 | 475 | 19 | 20 | 20 | 6 | 3 | 0.66 | 2.83 | 21 | 101195 | 3.644 | 0 | -74.4119 | 0.2 | 0 | 0 | 0 | 0 | 0 | 0 | 0 | 0 | 0 | 0 | 0 | 0 | 0 | 0 | 0 | 0 | 0 | 0
|  | 476 | 1 | 476 | 20 | 20 | 20 | 6 | 3 | 0.5 | 2.86 | 22 | 101244 | 3.61 | 0 | -85.1062 | 0.2 | 0 | 0 | 0 | 0 | 0 | 0 | 0 | 0 | 0 | 0 | 0 | 0 | 0 | 0 | 0 | 0 | 0 | 0
|  | 477 | 1 | 477 | 21 | 20 | 20 | 6 | 3 | 0.35 | 2.9 | 24 | 101293 | 3.578 | 0 | -96.4557 | 0.2 | 0 | 0 | 0 | 0 | 0 | 0 | 0 | 0 | 0 | 0 | 0 | 0 | 0 | 0 | 0 | 0 | 0 | 0
|  | 478 | 1 | 478 | 22 | 20 | 20 | 6 | 3 | 0.19 | 2.94 | 25 | 101342 | 3.543 | 0 | -109.4657 | 0.2 | 0 | 0 | 0 | 0 | 0 | 0 | 0 | 0 | 0 | 0 | 0 | 0 | 0 | 0 | 0 | 0 | 0 | 0
|  | 479 | 1 | 479 | 23 | 20 | 20 | 6 | 3 | 0.02 | 3.47 | 25 | 101385 | 3.493 | 0 | -125.6934 | 0.2 | 0 | 0 | 0 | 0 | 0 | 0 | 0 | 0 | 0 | 0 | 0 | 0 | 0 | 0 | 0 | 0 | 0 | 0
|  | 480 | 1 | 480 | 24 | 20 | 20 | 6 | 3 | -0.14 | 4 | 26 | 101427 | 3.445 | 0 | -147.2412 | 0.2 | 0 | 0 | 0 | 0 | 0 | 0 | 0 | 0 | 0 | 0 | 0 | 0 | 0 | 0 | 0 | 0 | 0 | 0
|  | 481 | 1 | 481 | 1 | 21 | 21 | 7 | 3 | -0.31 | 4.52 | 26 | 101470 | 3.396 | 0 | -174.7844 | 0.2 | 0 | 0 | 0 | 0 | 0 | 0 | 0 | 0 | 0 | 0 | 0 | 0 | 0 | 0 | 0 | 0 | 0 | 0
|  | 482 | 1 | 482 | 2 | 21 | 21 | 7 | 3 | -0.4 | 4.37 | 31 | 101467 | 3.373 | 0 | 156.4668 | 0.2 | 0 | 0 | 0 | 0 | 0 | 0 | 0 | 0 | 0 | 0 | 0 | 0 | 0 | 0 | 0 | 0 | 0 | 0
|  | 483 | 1 | 483 | 3 | 21 | 21 | 7 | 3 | -0.49 | 4.21 | 36 | 101463 | 3.35 | 0 | 132.7397 | 0.2 | 0 | 0 | 0 | 0 | 0 | 0 | 0 | 0 | 0 | 0 | 0 | 0 | 0 | 0 | 0 | 0 | 0 | 0
|  | 484 | 1 | 484 | 4 | 21 | 21 | 7 | 3 | -0.58 | 4.06 | 41 | 101460 | 3.327 | 0 | 114.8954 | 0.2 | 0 | 0 | 0 | 0 | 0 | 0 | 0 | 0 | 0 | 0 | 0 | 0 | 0 | 0 | 0 | 0 | 0 | 0
|  | 485 | 1 | 485 | 5 | 21 | 21 | 7 | 3 | -0.75 | 3.67 | 40 | 101493 | 3.268 | 0 | 100.9554 | 0.2 | 0 | 0 | 0 | 0 | 0 | 0 | 0 | 0 | 0 | 0 | 0 | 0 | 0 | 0 | 0 | 0 | 0 | 0
|  | 486 | 1 | 486 | 6 | 21 | 21 | 7 | 3 | -0.91 | 3.29 | 38 | 101526 | 3.213 | 0 | 89.1444 | 0.2 | 0 | 0 | 0 | 0 | 0 | 0 | 0 | 0 | 0 | 0 | 0 | 0 | 0 | 0 | 0 | 0 | 0 | 0
|  | 487 | 1 | 487 | 7 | 21 | 21 | 7 | 3 | -1.08 | 2.91 | 37 | 101558 | 3.156 | 0 | 78.2962 | 0.2 | 0 | 0 | 0 | 0 | 0 | 0 | 0 | 0 | 0 | 0 | 0 | 0 | 0 | 0 | 0 | 0 | 0 | 0
|  | 488 | 1 | 488 | 8 | 21 | 21 | 7 | 3 | -0.96 | 3.2 | 38 | 101611 | 3.149 | 0 | 67.6316 | 0.2 | 0 | 0 | 0 | 0 | 0 | 0 | 0 | 0 | 0 | 0 | 0 | 0 | 0 | 0 | 0 | 0 | 0 | 0
|  | 489 | 1 | 489 | 9 | 21 | 21 | 7 | 3 | -0.83 | 3.48 | 39 | 101663 | 3.143 | 1.6083 | 56.5794 | 0.2 | 0 | 0 | 0 | 0 | 0 | 0 | 0 | 0 | 0 | 0 | 0 | 0 | 0 | 0 | 0 | 0 | 0 | 0
|  | 490 | 1 | 490 | 10 | 21 | 21 | 7 | 3 | -0.71 | 3.77 | 40 | 101716 | 3.134 | 9.2757 | 44.7021 | 0.2 | 28.6439 | 28.6439 | 119.7043 | 28.6439 | 120.6561 | 28.6439 | 28.6439 | 28.6439 | 34.7908 | 34.7908 | 114.1303 | 34.7908 | 114.8034 | 34.7908 | 34.7908 | 34.7908 | 54.7514 | 33.6089
|  | 491 | 1 | 491 | 11 | 21 | 21 | 7 | 3 | -0.38 | 4.42 | 44 | 101703 | 3.022 | 15.4135 | 31.717 | 0.2 | 45.9421 | 45.9421 | 70.602 | 45.9421 | 85.8434 | 45.9421 | 45.9421 | 45.9421 | 68.8713 | 68.8713 | 95.4529 | 68.8713 | 106.2302 | 68.8713 | 68.8713 | 68.8713 | 93.4439 | 80.5118
|  | 492 | 1 | 492 | 12 | 21 | 21 | 7 | 3 | -0.04 | 5.07 | 47 | 101689 | 2.904 | 19.5562 | 17.5963 | 0.2 | 57.3836 | 57.3836 | 64.7493 | 57.3836 | 80.6082 | 57.3836 | 57.3836 | 57.3836 | 89.4863 | 89.4863 | 100.8145 | 89.4863 | 112.0284 | 89.4863 | 90.3979 | 89.4863 | 116.0921 | 107.4372
|  | 493 | 1 | 493 | 13 | 21 | 21 | 7 | 3 | 0.29 | 5.72 | 51 | 101676 | 2.776 | 21.3048 | 2.6767 | 0.2 | 79.1426 | 79.1426 | 83.9303 | 79.1426 | 181.549 | 79.1426 | 79.1426 | 79.1426 | 115.7978 | 115.7978 | 147.4534 | 115.7978 | 216.4802 | 115.7978 | 140.6826 | 115.7978 | 174.0717 | 134.0917
|  | 494 | 1 | 494 | 14 | 21 | 21 | 7 | 3 | 0.56 | 5.65 | 49 | 101621 | 2.696 | 20.4646 | -12.377 | 0.2 | 65.7066 | 65.7066 | 65.7066 | 65.7066 | 98.8584 | 65.7066 | 72.9815 | 65.7066 | 101.9933 | 101.9933 | 105.8054 | 101.9933 | 134.3914 | 101.9933 | 116.0937 | 101.9933 | 134.9054 | 122.2394
|  | 495 | 1 | 495 | 15 | 21 | 21 | 7 | 3 | 0.83 | 5.58 | 47 | 101565 | 2.612 | 17.1315 | -26.8391 | 0.2 | 62.0072 | 62.0072 | 62.0072 | 62.0072 | 127.2037 | 62.0072 | 94.9963 | 62.0072 | 92.0276 | 92.0276 | 92.0276 | 92.0276 | 154.0542 | 92.0276 | 131.2801 | 92.0276 | 129.6247 | 107.1023
|  | 496 | 1 | 496 | 16 | 21 | 21 | 7 | 3 | 1.1 | 5.5 | 45 | 101509 | 2.523 | 11.6475 | -40.2403 | 0.2 | 44.2708 | 44.2708 | 44.2708 | 44.2708 | 101.9515 | 44.2708 | 93.0843 | 44.2708 | 65.8933 | 65.8933 | 65.8933 | 65.8933 | 117.6938 | 65.8933 | 111.4237 | 65.8933 | 92.4099 | 76.8337
|  | 497 | 1 | 497 | 17 | 21 | 21 | 7 | 3 | 0.44 | 4.58 | 44 | 101532 | 2.542 | 4.4689 | -52.4878 | 0.2 | 25.3524 | 25.3524 | 25.3524 | 25.3524 | 114.9013 | 25.3524 | 142.0032 | 25.3524 | 33.6667 | 33.6667 | 33.6667 | 33.6667 | 105.1145 | 33.6667 | 124.2784 | 33.6667 | 46.9367 | 35.4433
|  | 498 | 1 | 498 | 18 | 21 | 21 | 7 | 3 | -0.23 | 3.66 | 43 | 101555 | 2.552 | 0 | -63.7887 | 0.2 | 0 | 0 | 0 | 0 | 0 | 0 | 0 | 0 | 0 | 0 | 0 | 0 | 0 | 0 | 0 | 0 | 0 | 0
|  | 499 | 1 | 499 | 19 | 21 | 21 | 7 | 3 | -0.9 | 2.74 | 43 | 101578 | 2.554 | 0 | -74.5327 | 0.2 | 0 | 0 | 0 | 0 | 0 | 0 | 0 | 0 | 0 | 0 | 0 | 0 | 0 | 0 | 0 | 0 | 0 | 0
|  | 500 | 1 | 500 | 20 | 21 | 21 | 7 | 3 | -1.22 | 2.59 | 44 | 101601 | 2.556 | 0 | -85.2403 | 0.2 | 0 | 0 | 0 | 0 | 0 | 0 | 0 | 0 | 0 | 0 | 0 | 0 | 0 | 0 | 0 | 0 | 0 | 0
|  | 501 | 1 | 501 | 21 | 21 | 21 | 7 | 3 | -1.54 | 2.43 | 45 | 101624 | 2.556 | 0 | -96.6021 | 0.2 | 0 | 0 | 0 | 0 | 0 | 0 | 0 | 0 | 0 | 0 | 0 | 0 | 0 | 0 | 0 | 0 | 0 | 0
|  | 502 | 1 | 502 | 22 | 21 | 21 | 7 | 3 | -1.86 | 2.28 | 45 | 101647 | 2.555 | 0 | -109.6204 | 0.2 | 0 | 0 | 0 | 0 | 0 | 0 | 0 | 0 | 0 | 0 | 0 | 0 | 0 | 0 | 0 | 0 | 0 | 0
|  | 503 | 1 | 503 | 23 | 21 | 21 | 7 | 3 | -1.85 | 2.37 | 46 | 101640 | 2.553 | 0 | -125.8396 | 0.2 | 0 | 0 | 0 | 0 | 0 | 0 | 0 | 0 | 0 | 0 | 0 | 0 | 0 | 0 | 0 | 0 | 0 | 0
|  | 504 | 1 | 504 | 24 | 21 | 21 | 7 | 3 | -1.85 | 2.47 | 46 | 101634 | 2.549 | 0 | -147.329 | 0.2 | 0 | 0 | 0 | 0 | 0 | 0 | 0 | 0 | 0 | 0 | 0 | 0 | 0 | 0 | 0 | 0 | 0 | 0
|  | 505 | 1 | 505 | 1 | 22 | 22 | 1 | 4 | -1.84 | 2.57 | 47 | 101627 | 2.547 | 0 | -174.7051 | 0.2 | 0 | 0 | 0 | 0 | 0 | 0 | 0 | 0 | 0 | 0 | 0 | 0 | 0 | 0 | 0 | 0 | 0 | 0
|  | 506 | 1 | 506 | 2 | 22 | 22 | 1 | 4 | -1.96 | 2.48 | 48 | 101591 | 2.504 | 0 | 156.6891 | 0.2 | 0 | 0 | 0 | 0 | 0 | 0 | 0 | 0 | 0 | 0 | 0 | 0 | 0 | 0 | 0 | 0 | 0 | 0
|  | 507 | 1 | 507 | 3 | 22 | 22 | 1 | 4 | -2.08 | 2.39 | 50 | 101555 | 2.462 | 0 | 133.0096 | 0.2 | 0 | 0 | 0 | 0 | 0 | 0 | 0 | 0 | 0 | 0 | 0 | 0 | 0 | 0 | 0 | 0 | 0 | 0
|  | 508 | 1 | 508 | 4 | 22 | 22 | 1 | 4 | -2.2 | 2.3 | 51 | 101519 | 2.421 | 0 | 115.155 | 0.2 | 0 | 0 | 0 | 0 | 0 | 0 | 0 | 0 | 0 | 0 | 0 | 0 | 0 | 0 | 0 | 0 | 0 | 0
|  | 509 | 1 | 509 | 5 | 22 | 22 | 1 | 4 | -2.33 | 2.32 | 52 | 101493 | 2.418 | 0 | 101.1918 | 0.2 | 0 | 0 | 0 | 0 | 0 | 0 | 0 | 0 | 0 | 0 | 0 | 0 | 0 | 0 | 0 | 0 | 0 | 0
|  | 510 | 1 | 510 | 6 | 22 | 22 | 1 | 4 | -2.46 | 2.34 | 53 | 101467 | 2.414 | 0 | 89.3596 | 0.2 | 0 | 0 | 0 | 0 | 0 | 0 | 0 | 0 | 0 | 0 | 0 | 0 | 0 | 0 | 0 | 0 | 0 | 0
|  | 511 | 1 | 511 | 7 | 22 | 22 | 1 | 4 | -2.6 | 2.36 | 54 | 101440 | 2.409 | 0 | 78.4948 | 0.2 | 0 | 0 | 0 | 0 | 0 | 0 | 0 | 0 | 0 | 0 | 0 | 0 | 0 | 0 | 0 | 0 | 0 | 0
|  | 512 | 1 | 512 | 8 | 22 | 22 | 1 | 4 | -2.39 | 2.51 | 54 | 101450 | 2.403 | 0 | 67.8167 | 0.2 | 0 | 0 | 0 | 0 | 0 | 0 | 0 | 0 | 0 | 0 | 0 | 0 | 0 | 0 | 0 | 0 | 0 | 0
|  | 513 | 1 | 513 | 9 | 22 | 22 | 1 | 4 | -2.18 | 2.65 | 55 | 101460 | 2.395 | 1.7562 | 56.7517 | 0.2 | 0 | 0 | 0 | 0 | 0 | 0 | 0 | 0 | 0 | 0 | 0 | 0 | 0 | 0 | 0 | 0 | 0 | 0
|  | 514 | 1 | 514 | 10 | 22 | 22 | 1 | 4 | -1.97 | 2.8 | 55 | 101470 | 2.387 | 9.4416 | 44.8593 | 0.2 | 24.0659 | 24.0659 | 54.4204 | 24.0659 | 54.5699 | 24.0659 | 24.0659 | 24.0659 | 34.3382 | 34.3382 | 60.8623 | 34.3382 | 60.968 | 34.3382 | 34.3382 | 34.3382 | 45.5738 | 38.4175
|  | 515 | 1 | 515 | 11 | 22 | 22 | 1 | 4 | -1.44 | 3.23 | 56 | 101434 | 2.34 | 15.5993 | 31.8525 | 0.2 | 46.4412 | 46.4412 | 71.1327 | 46.4412 | 86.1831 | 46.4412 | 46.4412 | 46.4412 | 69.6155 | 69.6155 | 96.3118 | 69.6155 | 106.9541 | 69.6155 | 69.6155 | 69.6155 | 94.4397 | 81.3769
|  | 516 | 1 | 516 | 12 | 22 | 22 | 1 | 4 | -0.9 | 3.66 | 56 | 101398 | 2.287 | 19.7608 | 17.7007 | 0.2 | 47.1271 | 47.1271 | 49.4092 | 47.1271 | 54.2776 | 47.1271 | 47.1271 | 47.1271 | 74.1649 | 74.1649 | 77.6853 | 74.1649 | 81.1277 | 74.1649 | 74.4579 | 74.1649 | 92 | 89.3035
|  | 517 | 1 | 517 | 13 | 22 | 22 | 1 | 4 | -0.36 | 4.08 | 57 | 101362 | 2.226 | 21.5239 | 2.7409 | 0.2 | 48.3606 | 48.3606 | 48.6409 | 48.3606 | 54.2157 | 48.3606 | 48.3606 | 48.3606 | 76.1466 | 76.1466 | 77.9795 | 76.1466 | 81.9215 | 76.1466 | 77.5831 | 76.1466 | 94 | 91.6881
|  | 518 | 1 | 518 | 14 | 22 | 22 | 1 | 4 | -0.24 | 4.09 | 57 | 101309 | 2.215 | 20.691 | -12.3572 | 0.2 | 91.9518 | 91.9518 | 91.9518 | 91.9518 | 320.8266 | 91.9518 | 142.0941 | 91.9518 | 119.6981 | 119.6981 | 146.8164 | 119.6981 | 344.1113 | 119.6981 | 217.7284 | 119.6981 | 215.721 | 127.2276
|  | 519 | 1 | 519 | 15 | 22 | 22 | 1 | 4 | -0.12 | 4.1 | 58 | 101257 | 2.204 | 17.3576 | -26.8606 | 0.2 | 49.3689 | 49.3689 | 49.3689 | 49.3689 | 63.4061 | 49.3689 | 56.4783 | 49.3689 | 77.3907 | 77.3907 | 77.3907 | 77.3907 | 90.7942 | 77.3907 | 85.8955 | 77.3907 | 98 | 93.0818
|  | 520 | 1 | 520 | 16 | 22 | 22 | 1 | 4 | 0 | 4.11 | 58 | 101204 | 2.193 | 11.8681 | -40.2952 | 0.2 | 43.0688 | 43.0688 | 43.0688 | 43.0688 | 91.8094 | 43.0688 | 84.3968 | 43.0688 | 64.3524 | 64.3524 | 64.3524 | 64.3524 | 108.3132 | 64.3524 | 103.0718 | 64.3524 | 88.5625 | 75.1331
|  | 521 | 1 | 521 | 17 | 22 | 22 | 1 | 4 | -0.61 | 3.54 | 58 | 101191 | 2.207 | 4.6814 | -52.5679 | 0.2 | 26.4306 | 26.4306 | 26.4306 | 26.4306 | 117.6637 | 26.4306 | 145.6202 | 26.4306 | 35.1416 | 35.1416 | 35.1416 | 35.1416 | 108.3445 | 35.1416 | 128.1127 | 35.1416 | 49.3299 | 37.0385
|  | 522 | 1 | 522 | 18 | 22 | 22 | 1 | 4 | -1.23 | 2.97 | 58 | 101178 | 2.214 | 0 | -63.8878 | 0.2 | 0 | 0 | 0 | 0 | 0 | 0 | 0 | 0 | 0 | 0 | 0 | 0 | 0 | 0 | 0 | 0 | 0 | 0
|  | 523 | 1 | 523 | 19 | 22 | 22 | 1 | 4 | -1.84 | 2.4 | 58 | 101165 | 2.217 | 0 | -74.6471 | 0.2 | 0 | 0 | 0 | 0 | 0 | 0 | 0 | 0 | 0 | 0 | 0 | 0 | 0 | 0 | 0 | 0 | 0 | 0
|  | 524 | 1 | 524 | 20 | 22 | 22 | 1 | 4 | -2.16 | 2.5 | 57 | 101185 | 2.197 | 0 | -85.3679 | 0.2 | 0 | 0 | 0 | 0 | 0 | 0 | 0 | 0 | 0 | 0 | 0 | 0 | 0 | 0 | 0 | 0 | 0 | 0
|  | 525 | 1 | 525 | 21 | 22 | 22 | 1 | 4 | -2.47 | 2.6 | 55 | 101204 | 2.177 | 0 | -96.7412 | 0.2 | 0 | 0 | 0 | 0 | 0 | 0 | 0 | 0 | 0 | 0 | 0 | 0 | 0 | 0 | 0 | 0 | 0 | 0
|  | 526 | 1 | 526 | 22 | 22 | 22 | 1 | 4 | -2.79 | 2.7 | 54 | 101224 | 2.156 | 0 | -109.7655 | 0.2 | 0 | 0 | 0 | 0 | 0 | 0 | 0 | 0 | 0 | 0 | 0 | 0 | 0 | 0 | 0 | 0 | 0 | 0
|  | 527 | 1 | 527 | 23 | 22 | 22 | 1 | 4 | -2.94 | 2.54 | 54 | 101221 | 2.146 | 0 | -125.9719 | 0.2 | 0 | 0 | 0 | 0 | 0 | 0 | 0 | 0 | 0 | 0 | 0 | 0 | 0 | 0 | 0 | 0 | 0 | 0
|  | 528 | 1 | 528 | 24 | 22 | 22 | 1 | 4 | -3.1 | 2.37 | 54 | 101218 | 2.135 | 0 | -147.3958 | 0.2 | 0 | 0 | 0 | 0 | 0 | 0 | 0 | 0 | 0 | 0 | 0 | 0 | 0 | 0 | 0 | 0 | 0 | 0
|  | 529 | 1 | 529 | 1 | 23 | 23 | 2 | 4 | -3.25 | 2.21 | 55 | 101214 | 2.125 | 0 | -174.6316 | 0.2 | 0 | 0 | 0 | 0 | 0 | 0 | 0 | 0 | 0 | 0 | 0 | 0 | 0 | 0 | 0 | 0 | 0 | 0
|  | 530 | 1 | 530 | 2 | 23 | 23 | 2 | 4 | -3.46 | 2.1 | 56 | 101198 | 2.071 | 0 | 156.9087 | 0.2 | 0 | 0 | 0 | 0 | 0 | 0 | 0 | 0 | 0 | 0 | 0 | 0 | 0 | 0 | 0 | 0 | 0 | 0
|  | 531 | 1 | 531 | 3 | 23 | 23 | 2 | 4 | -3.67 | 2 | 56 | 101182 | 2.019 | 0 | 133.28 | 0.2 | 0 | 0 | 0 | 0 | 0 | 0 | 0 | 0 | 0 | 0 | 0 | 0 | 0 | 0 | 0 | 0 | 0 | 0
|  | 532 | 1 | 532 | 4 | 23 | 23 | 2 | 4 | -3.88 | 1.89 | 57 | 101165 | 1.968 | 0 | 115.4169 | 0.2 | 0 | 0 | 0 | 0 | 0 | 0 | 0 | 0 | 0 | 0 | 0 | 0 | 0 | 0 | 0 | 0 | 0 | 0
|  | 533 | 1 | 533 | 5 | 23 | 23 | 2 | 4 | -3.96 | 1.85 | 58 | 101139 | 1.974 | 0 | 101.431 | 0.2 | 0 | 0 | 0 | 0 | 0 | 0 | 0 | 0 | 0 | 0 | 0 | 0 | 0 | 0 | 0 | 0 | 0 | 0
|  | 534 | 1 | 534 | 6 | 23 | 23 | 2 | 4 | -4.04 | 1.82 | 58 | 101113 | 1.98 | 0 | 89.5778 | 0.2 | 0 | 0 | 0 | 0 | 0 | 0 | 0 | 0 | 0 | 0 | 0 | 0 | 0 | 0 | 0 | 0 | 0 | 0
|  | 535 | 1 | 535 | 7 | 23 | 23 | 2 | 4 | -4.12 | 1.78 | 58 | 101087 | 1.986 | 0 | 78.6961 | 0.2 | 0 | 0 | 0 | 0 | 0 | 0 | 0 | 0 | 0 | 0 | 0 | 0 | 0 | 0 | 0 | 0 | 0 | 0
|  | 536 | 1 | 536 | 8 | 23 | 23 | 2 | 4 | -3.64 | 1.99 | 57 | 101093 | 2.035 | 0 | 68.0043 | 0.2 | 0 | 0 | 0 | 0 | 0 | 0 | 0 | 0 | 0 | 0 | 0 | 0 | 0 | 0 | 0 | 0 | 0 | 0
|  | 537 | 1 | 537 | 9 | 23 | 23 | 2 | 4 | -3.17 | 2.2 | 56 | 101100 | 2.082 | 1.9101 | 56.9263 | 0.2 | 0 | 0 | 0 | 0 | 0 | 0 | 0 | 0 | 0 | 0 | 0 | 0 | 0 | 0 | 0 | 0 | 0 | 0
|  | 538 | 1 | 538 | 10 | 23 | 23 | 2 | 4 | -2.69 | 2.41 | 55 | 101106 | 2.132 | 9.6137 | 45.0181 | 0.2 | 37.5587 | 37.5587 | 363.429 | 37.5587 | 363.2237 | 37.5587 | 37.5587 | 37.5587 | 37.3677 | 37.3677 | 322.9725 | 37.3677 | 322.8274 | 37.3677 | 37.3677 | 37.3677 | 108.6567 | 30.6207
|  | 539 | 1 | 539 | 11 | 23 | 23 | 2 | 4 | -1.78 | 2.05 | 50 | 101077 | 2.242 | 15.7914 | 31.9889 | 0.2 | 58.339 | 58.339 | 450.5585 | 58.339 | 686.2919 | 58.339 | 58.339 | 58.339 | 49.3712 | 49.3712 | 474.7702 | 49.3712 | 641.4589 | 49.3712 | 49.3712 | 49.3712 | 246.0038 | 36.6181
|  | 540 | 1 | 540 | 12 | 23 | 23 | 2 | 4 | -0.86 | 1.69 | 44 | 101047 | 2.357 | 19.9718 | 17.8049 | 0.2 | 82.8025 | 82.8025 | 150.2489 | 82.8025 | 292.8115 | 82.8025 | 82.8025 | 82.8025 | 107.2917 | 107.2917 | 211.665 | 107.2917 | 312.4719 | 107.2917 | 116.2813 | 107.2917 | 193.6883 | 113.5287
|  | 541 | 1 | 541 | 13 | 23 | 23 | 2 | 4 | 0.05 | 1.32 | 39 | 101018 | 2.474 | 21.7491 | 2.8035 | 0.2 | 64.6975 | 64.6975 | 65.9425 | 64.6975 | 90.1211 | 64.6975 | 64.6975 | 64.6975 | 100.7483 | 100.7483 | 108.8091 | 100.7483 | 125.906 | 100.7483 | 107.0484 | 100.7483 | 131.0083 | 120.8536
|  | 542 | 1 | 542 | 14 | 23 | 23 | 2 | 4 | -0.01 | 1.66 | 39 | 101001 | 2.598 | 20.9231 | -12.3403 | 0.2 | 61.2344 | 61.2344 | 61.2344 | 61.2344 | 82.2689 | 61.2344 | 65.8361 | 61.2344 | 95.5735 | 95.5735 | 98.1406 | 95.5735 | 116.2682 | 95.5735 | 104.6485 | 95.5735 | 122.9678 | 114.7356
|  | 543 | 1 | 543 | 15 | 23 | 23 | 2 | 4 | -0.07 | 1.99 | 38 | 100985 | 2.72 | 17.589 | -26.8861 | 0.2 | 60.7872 | 60.7872 | 60.7872 | 60.7872 | 114.7642 | 60.7872 | 88.1548 | 60.7872 | 90.6107 | 90.6107 | 90.6107 | 90.6107 | 142.344 | 90.6107 | 123.5283 | 90.6107 | 124.7771 | 105.5922
|  | 544 | 1 | 544 | 16 | 23 | 23 | 2 | 4 | -0.13 | 2.32 | 38 | 100969 | 2.841 | 12.0933 | -40.3548 | 0.2 | 43.0954 | 43.0954 | 43.0954 | 43.0954 | 86.8915 | 43.0954 | 80.3093 | 43.0954 | 64.5388 | 64.5388 | 64.5388 | 64.5388 | 104.2146 | 64.5388 | 99.5602 | 64.5388 | 87.7117 | 75.3978
|  | 545 | 1 | 545 | 17 | 23 | 23 | 2 | 4 | -0.78 | 2.11 | 35 | 100969 | 2.825 | 4.898 | -52.6531 | 0.2 | 25.5905 | 25.5905 | 25.5905 | 25.5905 | 112.5407 | 25.5905 | 139.5356 | 25.5905 | 34.9247 | 34.9247 | 34.9247 | 34.9247 | 105.0931 | 34.9247 | 124.1813 | 34.9247 | 50.1083 | 37.8254
|  | 546 | 1 | 546 | 18 | 23 | 23 | 2 | 4 | -1.43 | 1.91 | 32 | 100969 | 2.804 | 0 | -63.9922 | 0.2 | 0 | 0 | 0 | 0 | 0 | 0 | 0 | 0 | 0 | 0 | 0 | 0 | 0 | 0 | 0 | 0 | 0 | 0
|  | 547 | 1 | 547 | 19 | 23 | 23 | 2 | 4 | -2.08 | 1.71 | 30 | 100969 | 2.778 | 0 | -74.7669 | 0.2 | 0 | 0 | 0 | 0 | 0 | 0 | 0 | 0 | 0 | 0 | 0 | 0 | 0 | 0 | 0 | 0 | 0 | 0
|  | 548 | 1 | 548 | 20 | 23 | 23 | 2 | 4 | -2.26 | 1.28 | 50 | 100975 | 2.779 | 0 | -85.5013 | 0.2 | 0 | 0 | 0 | 0 | 0 | 0 | 0 | 0 | 0 | 0 | 0 | 0 | 0 | 0 | 0 | 0 | 0 | 0
|  | 549 | 1 | 549 | 21 | 23 | 23 | 2 | 4 | -2.43 | 0.85 | 71 | 100982 | 2.782 | 0 | -96.8863 | 0.2 | 0 | 0 | 0 | 0 | 0 | 0 | 0 | 0 | 0 | 0 | 0 | 0 | 0 | 0 | 0 | 0 | 0 | 0
|  | 550 | 1 | 550 | 22 | 23 | 23 | 2 | 4 | -2.61 | 0.41 | 92 | 100988 | 2.782 | 0 | -109.9171 | 0.2 | 0 | 0 | 0 | 0 | 0 | 0 | 0 | 0 | 0 | 0 | 0 | 0 | 0 | 0 | 0 | 0 | 0 | 0
|  | 551 | 1 | 551 | 23 | 23 | 23 | 2 | 4 | -2.68 | 0.64 | 105 | 100978 | 2.777 | 0 | -126.1109 | 0.2 | 0 | 0 | 0 | 0 | 0 | 0 | 0 | 0 | 0 | 0 | 0 | 0 | 0 | 0 | 0 | 0 | 0 | 0
|  | 552 | 1 | 552 | 24 | 23 | 23 | 2 | 4 | -2.75 | 0.86 | 119 | 100969 | 2.772 | 0 | -147.4693 | 0.2 | 0 | 0 | 0 | 0 | 0 | 0 | 0 | 0 | 0 | 0 | 0 | 0 | 0 | 0 | 0 | 0 | 0 | 0
|  | 553 | 1 | 553 | 1 | 24 | 24 | 3 | 4 | -2.82 | 1.09 | 133 | 100959 | 2.767 | 0 | -174.5638 | 0.2 | 0 | 0 | 0 | 0 | 0 | 0 | 0 | 0 | 0 | 0 | 0 | 0 | 0 | 0 | 0 | 0 | 0 | 0
|  | 554 | 1 | 554 | 2 | 24 | 24 | 3 | 4 | -2.59 | 1.33 | 159 | 100939 | 2.821 | 0 | 157.1253 | 0.2 | 0 | 0 | 0 | 0 | 0 | 0 | 0 | 0 | 0 | 0 | 0 | 0 | 0 | 0 | 0 | 0 | 0 | 0
|  | 555 | 1 | 555 | 3 | 24 | 24 | 3 | 4 | -2.37 | 1.57 | 184 | 100919 | 2.874 | 0 | 133.5508 | 0.2 | 0 | 0 | 0 | 0 | 0 | 0 | 0 | 0 | 0 | 0 | 0 | 0 | 0 | 0 | 0 | 0 | 0 | 0
|  | 556 | 1 | 556 | 4 | 24 | 24 | 3 | 4 | -2.14 | 1.81 | 210 | 100900 | 2.93 | 0 | 115.6807 | 0.2 | 0 | 0 | 0 | 0 | 0 | 0 | 0 | 0 | 0 | 0 | 0 | 0 | 0 | 0 | 0 | 0 | 0 | 0
|  | 557 | 1 | 557 | 5 | 24 | 24 | 3 | 4 | -1.94 | 1.88 | 212 | 100890 | 3.003 | 0 | 101.6728 | 0.2 | 0 | 0 | 0 | 0 | 0 | 0 | 0 | 0 | 0 | 0 | 0 | 0 | 0 | 0 | 0 | 0 | 0 | 0
|  | 558 | 1 | 558 | 6 | 24 | 24 | 3 | 4 | -1.74 | 1.95 | 215 | 100880 | 3.077 | 0 | 89.7986 | 0.2 | 0 | 0 | 0 | 0 | 0 | 0 | 0 | 0 | 0 | 0 | 0 | 0 | 0 | 0 | 0 | 0 | 0 | 0
|  | 559 | 1 | 559 | 7 | 24 | 24 | 3 | 4 | -1.55 | 2.03 | 217 | 100870 | 3.151 | 0 | 78.9 | 0.2 | 0 | 0 | 0 | 0 | 0 | 0 | 0 | 0 | 0 | 0 | 0 | 0 | 0 | 0 | 0 | 0 | 0 | 0
|  | 560 | 1 | 560 | 8 | 24 | 24 | 3 | 4 | -1.04 | 2.03 | 225 | 100890 | 3.286 | 0 | 68.1943 | 0.2 | 0 | 0 | 0 | 0 | 0 | 0 | 0 | 0 | 0 | 0 | 0 | 0 | 0 | 0 | 0 | 0 | 0 | 0
|  | 561 | 1 | 561 | 9 | 24 | 24 | 3 | 4 | -0.52 | 2.04 | 232 | 100910 | 3.43 | 2.07 | 57.1029 | 0.2 | 0 | 0 | 0 | 0 | 0 | 0 | 0 | 0 | 0 | 0 | 0 | 0 | 0 | 0 | 0 | 0 | 0 | 0
|  | 562 | 1 | 562 | 10 | 24 | 24 | 3 | 4 | -0.01 | 2.04 | 240 | 100929 | 3.577 | 9.7919 | 45.1784 | 0.2 | 31.0903 | 31.0903 | 132.9405 | 31.0903 | 132.3082 | 31.0903 | 31.0903 | 31.0903 | 37.6649 | 37.6649 | 127.2072 | 37.6649 | 126.7602 | 37.6649 | 37.6649 | 37.6649 | 61.2144 | 36.4327
|  | 563 | 1 | 563 | 11 | 24 | 24 | 3 | 4 | 0.79 | 2.12 | 258 | 100896 | 3.634 | 15.9897 | 32.1261 | 0.2 | 72.6166 | 72.6166 | 261.7612 | 72.6166 | 373.8344 | 72.6166 | 72.6166 | 72.6166 | 83.9642 | 83.9642 | 289.7781 | 83.9642 | 369.0258 | 83.9642 | 83.9642 | 83.9642 | 182.2514 | 80.3313
|  | 564 | 1 | 564 | 12 | 24 | 24 | 3 | 4 | 1.59 | 2.21 | 275 | 100864 | 3.684 | 20.1891 | 17.9088 | 0.2 | 46.2553 | 46.2553 | 48.1444 | 46.2553 | 52.1009 | 46.2553 | 46.2553 | 46.2553 | 72.8501 | 72.8501 | 75.7831 | 72.8501 | 78.5808 | 72.8501 | 73.1116 | 72.8501 | 90 | 87.7411
|  | 565 | 1 | 565 | 13 | 24 | 24 | 3 | 4 | 2.39 | 2.29 | 293 | 100831 | 3.726 | 21.9805 | 2.8645 | 0.2 | 70.9972 | 70.9972 | 73.8565 | 70.9972 | 128.1424 | 70.9972 | 70.9972 | 70.9972 | 105.617 | 105.617 | 123.9691 | 105.617 | 162.355 | 105.617 | 119.9253 | 105.617 | 146.0199 | 122.9255
|  | 566 | 1 | 566 | 14 | 24 | 24 | 3 | 4 | 2.27 | 1.88 | 296 | 100798 | 3.738 | 21.1609 | -12.3263 | 0.2 | 71.5243 | 71.5243 | 71.5243 | 71.5243 | 132.7761 | 71.5243 | 84.9088 | 71.5243 | 106.2538 | 106.2538 | 113.9506 | 106.2538 | 166.7265 | 106.2538 | 132.8792 | 106.2538 | 147.877 | 123.6076
|  | 567 | 1 | 567 | 15 | 24 | 24 | 3 | 4 | 2.15 | 1.46 | 300 | 100765 | 3.749 | 17.8256 | -26.9155 | 0.2 | 60.0449 | 60.0449 | 60.0449 | 60.0449 | 110.8397 | 60.0449 | 85.8318 | 60.0449 | 89.6034 | 89.6034 | 89.6034 | 89.6034 | 138.4733 | 89.6034 | 120.7901 | 89.6034 | 122.7796 | 104.4619
|  | 568 | 1 | 568 | 16 | 24 | 24 | 3 | 4 | 2.03 | 1.05 | 303 | 100733 | 3.76 | 12.3231 | -40.4191 | 0.2 | 30.2504 | 30.2504 | 30.2504 | 30.2504 | 35.003 | 30.2504 | 34.2979 | 30.2504 | 47.7646 | 47.7646 | 47.7646 | 47.7646 | 52.0895 | 47.7646 | 51.5909 | 47.7646 | 59 | 57.6363
|  | 569 | 1 | 569 | 17 | 24 | 24 | 3 | 4 | 1.4 | 0.95 | 286 | 100733 | 3.725 | 5.1186 | -52.7434 | 0.2 | 25.1884 | 25.1884 | 25.1884 | 25.1884 | 103.1348 | 25.1884 | 127.6685 | 25.1884 | 34.3634 | 34.3634 | 34.3634 | 34.3634 | 97.6351 | 34.3634 | 114.9831 | 34.3634 | 48.6703 | 37.137
|  | 570 | 1 | 570 | 18 | 24 | 24 | 3 | 4 | 0.77 | 0.86 | 268 | 100733 | 3.685 | 0 | -64.1019 | 0.2 | 0 | 0 | 0 | 0 | 0 | 0 | 0 | 0 | 0 | 0 | 0 | 0 | 0 | 0 | 0 | 0 | 0 | 0
|  | 571 | 1 | 571 | 19 | 24 | 24 | 3 | 4 | 0.14 | 0.76 | 250 | 100733 | 3.64 | 0 | -74.8922 | 0.2 | 0 | 0 | 0 | 0 | 0 | 0 | 0 | 0 | 0 | 0 | 0 | 0 | 0 | 0 | 0 | 0 | 0 | 0
|  | 572 | 1 | 572 | 20 | 24 | 24 | 3 | 4 | 0.02 | 1.08 | 245 | 100723 | 3.624 | 0 | -85.6403 | 0.2 | 0 | 0 | 0 | 0 | 0 | 0 | 0 | 0 | 0 | 0 | 0 | 0 | 0 | 0 | 0 | 0 | 0 | 0
|  | 573 | 1 | 573 | 21 | 24 | 24 | 3 | 4 | -0.09 | 1.4 | 240 | 100713 | 3.61 | 0 | -97.0374 | 0.2 | 0 | 0 | 0 | 0 | 0 | 0 | 0 | 0 | 0 | 0 | 0 | 0 | 0 | 0 | 0 | 0 | 0 | 0
|  | 574 | 1 | 574 | 22 | 24 | 24 | 3 | 4 | -0.21 | 1.72 | 235 | 100703 | 3.594 | 0 | -110.0749 | 0.2 | 0 | 0 | 0 | 0 | 0 | 0 | 0 | 0 | 0 | 0 | 0 | 0 | 0 | 0 | 0 | 0 | 0 | 0
|  | 575 | 1 | 575 | 23 | 24 | 24 | 3 | 4 | -0.39 | 1.76 | 235 | 100667 | 3.563 | 0 | -126.2565 | 0.2 | 0 | 0 | 0 | 0 | 0 | 0 | 0 | 0 | 0 | 0 | 0 | 0 | 0 | 0 | 0 | 0 | 0 | 0
|  | 576 | 1 | 576 | 24 | 24 | 24 | 3 | 4 | -0.57 | 1.79 | 236 | 100631 | 3.531 | 0 | -147.5494 | 0.2 | 0 | 0 | 0 | 0 | 0 | 0 | 0 | 0 | 0 | 0 | 0 | 0 | 0 | 0 | 0 | 0 | 0 | 0
|  | 577 | 1 | 577 | 1 | 25 | 25 | 4 | 4 | -0.75 | 1.82 | 236 | 100595 | 3.501 | 0 | -174.5018 | 0.2 | 0 | 0 | 0 | 0 | 0 | 0 | 0 | 0 | 0 | 0 | 0 | 0 | 0 | 0 | 0 | 0 | 0 | 0
|  | 578 | 1 | 578 | 2 | 25 | 25 | 4 | 4 | -0.27 | 1.83 | 237 | 100536 | 3.639 | 0 | 157.3387 | 0.2 | 0 | 0 | 0 | 0 | 0 | 0 | 0 | 0 | 0 | 0 | 0 | 0 | 0 | 0 | 0 | 0 | 0 | 0
|  | 579 | 1 | 579 | 3 | 25 | 25 | 4 | 4 | 0.2 | 1.85 | 238 | 100477 | 3.779 | 0 | 133.8215 | 0.2 | 0 | 0 | 0 | 0 | 0 | 0 | 0 | 0 | 0 | 0 | 0 | 0 | 0 | 0 | 0 | 0 | 0 | 0
|  | 580 | 1 | 580 | 4 | 25 | 25 | 4 | 4 | 0.68 | 1.86 | 238 | 100418 | 3.928 | 0 | 115.9464 | 0.2 | 0 | 0 | 0 | 0 | 0 | 0 | 0 | 0 | 0 | 0 | 0 | 0 | 0 | 0 | 0 | 0 | 0 | 0
|  | 581 | 1 | 581 | 5 | 25 | 25 | 4 | 4 | 0.77 | 1.69 | 240 | 100385 | 3.946 | 0 | 101.917 | 0.2 | 0 | 0 | 0 | 0 | 0 | 0 | 0 | 0 | 0 | 0 | 0 | 0 | 0 | 0 | 0 | 0 | 0 | 0
|  | 582 | 1 | 582 | 6 | 25 | 25 | 4 | 4 | 0.87 | 1.51 | 242 | 100353 | 3.967 | 0 | 90.0221 | 0.2 | 0 | 0 | 0 | 0 | 0 | 0 | 0 | 0 | 0 | 0 | 0 | 0 | 0 | 0 | 0 | 0 | 0 | 0
|  | 583 | 1 | 583 | 7 | 25 | 25 | 4 | 4 | 0.96 | 1.34 | 244 | 100320 | 3.986 | 0 | 79.1065 | 0.2 | 0 | 0 | 0 | 0 | 0 | 0 | 0 | 0 | 0 | 0 | 0 | 0 | 0 | 0 | 0 | 0 | 0 | 0
|  | 584 | 1 | 584 | 8 | 25 | 25 | 4 | 4 | 1.22 | 2 | 244 | 100290 | 4.057 | 0 | 68.3867 | 0.2 | 0 | 0 | 0 | 0 | 0 | 0 | 0 | 0 | 0 | 0 | 0 | 0 | 0 | 0 | 0 | 0 | 0 | 0
|  | 585 | 1 | 585 | 9 | 25 | 25 | 4 | 4 | 1.47 | 2.67 | 245 | 100261 | 4.127 | 2.2359 | 57.2815 | 0.2 | 0 | 0 | 0 | 0 | 0 | 0 | 0 | 0 | 0 | 0 | 0 | 0 | 0 | 0 | 0 | 0 | 0 | 0
|  | 586 | 1 | 586 | 10 | 25 | 25 | 4 | 4 | 1.73 | 3.34 | 246 | 100231 | 4.201 | 9.9762 | 45.3402 | 0.2 | 39.7739 | 39.7739 | 357.2251 | 39.7739 | 353.4777 | 39.7739 | 39.7739 | 39.7739 | 40.2883 | 40.2883 | 320.271 | 40.2883 | 317.6211 | 40.2883 | 40.2883 | 40.2883 | 112.1203 | 33.6162
|  | 587 | 1 | 587 | 11 | 25 | 25 | 4 | 4 | 2.22 | 3.84 | 246 | 100136 | 4.166 | 16.1942 | 32.2639 | 0.2 | 65.2808 | 65.2808 | 413.3786 | 65.2808 | 616.6855 | 65.2808 | 65.2808 | 65.2808 | 61.2064 | 61.2064 | 441.2588 | 61.2064 | 585.0185 | 61.2064 | 61.2064 | 61.2064 | 239.293 | 49.9154
|  | 588 | 1 | 588 | 12 | 25 | 25 | 4 | 4 | 2.72 | 4.34 | 246 | 100041 | 4.126 | 20.4126 | 18.0124 | 0.2 | 89.9962 | 89.9962 | 185.2193 | 89.9962 | 382.8475 | 89.9962 | 89.9962 | 89.9962 | 109.4415 | 109.4415 | 257.809 | 109.4415 | 397.5533 | 109.4415 | 123.1433 | 109.4415 | 224.8354 | 110.2351
|  | 589 | 1 | 589 | 13 | 25 | 25 | 4 | 4 | 3.21 | 4.84 | 247 | 99946 | 4.074 | 22.2179 | 2.9238 | 0.2 | 82.3659 | 82.3659 | 87.5668 | 82.3659 | 184.1956 | 82.3659 | 82.3659 | 82.3659 | 120.4528 | 120.4528 | 153.5794 | 120.4528 | 221.9063 | 120.4528 | 146.2242 | 120.4528 | 181.0702 | 139.423
|  | 590 | 1 | 590 | 14 | 25 | 25 | 4 | 4 | 3.32 | 4.72 | 246 | 99871 | 4.189 | 21.4044 | -12.3154 | 0.2 | 89.788 | 89.788 | 89.788 | 89.788 | 271.8012 | 89.788 | 129.5244 | 89.788 | 123.2856 | 123.2856 | 146.8254 | 123.2856 | 303.626 | 123.2856 | 203.0211 | 123.2856 | 210.0169 | 136.9903
|  | 591 | 1 | 591 | 15 | 25 | 25 | 4 | 4 | 3.43 | 4.6 | 246 | 99795 | 4.307 | 18.0671 | -26.9489 | 0.2 | 64.4937 | 64.4937 | 64.4937 | 64.4937 | 128.0745 | 64.4937 | 96.8183 | 64.4937 | 95.7115 | 95.7115 | 95.7115 | 95.7115 | 157.1226 | 95.7115 | 135.0212 | 95.7115 | 134.6365 | 111.3688
|  | 592 | 1 | 592 | 16 | 25 | 25 | 4 | 4 | 3.53 | 4.48 | 245 | 99720 | 4.423 | 12.5573 | -40.488 | 0.2 | 39.5068 | 39.5068 | 39.5068 | 39.5068 | 58.5185 | 39.5068 | 55.7375 | 39.5068 | 61.773 | 61.773 | 61.773 | 61.773 | 79.1536 | 61.773 | 77.1871 | 61.773 | 79.8588 | 74.2907
|  | 593 | 1 | 593 | 17 | 25 | 25 | 4 | 4 | 2.97 | 4.31 | 244 | 99677 | 4.36 | 5.343 | -52.8387 | 0.2 | 21.684 | 21.684 | 21.684 | 21.684 | 56.6499 | 21.684 | 67.8145 | 21.684 | 32.655 | 32.655 | 32.655 | 32.655 | 61.2077 | 32.655 | 69.1022 | 32.655 | 43.676 | 38.2624
|  | 594 | 1 | 594 | 18 | 25 | 25 | 4 | 4 | 2.41 | 4.14 | 243 | 99635 | 4.295 | 0 | -64.2168 | 0.2 | 0 | 0 | 0 | 0 | 0 | 0 | 0 | 0 | 0 | 0 | 0 | 0 | 0 | 0 | 0 | 0 | 0 | 0
|  | 595 | 1 | 595 | 19 | 25 | 25 | 4 | 4 | 1.85 | 3.97 | 241 | 99592 | 4.227 | 0 | -75.023 | 0.2 | 0 | 0 | 0 | 0 | 0 | 0 | 0 | 0 | 0 | 0 | 0 | 0 | 0 | 0 | 0 | 0 | 0 | 0
|  | 596 | 1 | 596 | 20 | 25 | 25 | 4 | 4 | 1.81 | 3.83 | 241 | 99576 | 4.242 | 0 | -85.785 | 0.2 | 0 | 0 | 0 | 0 | 0 | 0 | 0 | 0 | 0 | 0 | 0 | 0 | 0 | 0 | 0 | 0 | 0 | 0
|  | 597 | 1 | 597 | 21 | 25 | 25 | 4 | 4 | 1.76 | 3.68 | 241 | 99560 | 4.255 | 0 | -97.1944 | 0.2 | 0 | 0 | 0 | 0 | 0 | 0 | 0 | 0 | 0 | 0 | 0 | 0 | 0 | 0 | 0 | 0 | 0 | 0
|  | 598 | 1 | 598 | 22 | 25 | 25 | 4 | 4 | 1.72 | 3.53 | 240 | 99543 | 4.269 | 0 | -110.239 | 0.2 | 0 | 0 | 0 | 0 | 0 | 0 | 0 | 0 | 0 | 0 | 0 | 0 | 0 | 0 | 0 | 0 | 0 | 0
|  | 599 | 1 | 599 | 23 | 25 | 25 | 4 | 4 | 1.67 | 3.42 | 239 | 99514 | 4.271 | 0 | -126.4085 | 0.2 | 0 | 0 | 0 | 0 | 0 | 0 | 0 | 0 | 0 | 0 | 0 | 0 | 0 | 0 | 0 | 0 | 0 | 0
|  | 600 | 1 | 600 | 24 | 25 | 25 | 4 | 4 | 1.63 | 3.3 | 238 | 99484 | 4.274 | 0 | -147.636 | 0.2 | 0 | 0 | 0 | 0 | 0 | 0 | 0 | 0 | 0 | 0 | 0 | 0 | 0 | 0 | 0 | 0 | 0 | 0
|  | 601 | 1 | 601 | 1 | 26 | 26 | 5 | 4 | 1.58 | 3.19 | 237 | 99455 | 4.275 | 0 | -174.4456 | 0.2 | 0 | 0 | 0 | 0 | 0 | 0 | 0 | 0 | 0 | 0 | 0 | 0 | 0 | 0 | 0 | 0 | 0 | 0
|  | 602 | 1 | 602 | 2 | 26 | 26 | 5 | 4 | 1.6 | 3.26 | 236 | 99419 | 4.28 | 0 | 157.5486 | 0.2 | 0 | 0 | 0 | 0 | 0 | 0 | 0 | 0 | 0 | 0 | 0 | 0 | 0 | 0 | 0 | 0 | 0 | 0
|  | 603 | 1 | 603 | 3 | 26 | 26 | 5 | 4 | 1.61 | 3.32 | 235 | 99383 | 4.281 | 0 | 134.0918 | 0.2 | 0 | 0 | 0 | 0 | 0 | 0 | 0 | 0 | 0 | 0 | 0 | 0 | 0 | 0 | 0 | 0 | 0 | 0
|  | 604 | 1 | 604 | 4 | 26 | 26 | 5 | 4 | 1.63 | 3.39 | 234 | 99347 | 4.286 | 0 | 116.2135 | 0.2 | 0 | 0 | 0 | 0 | 0 | 0 | 0 | 0 | 0 | 0 | 0 | 0 | 0 | 0 | 0 | 0 | 0 | 0
|  | 605 | 1 | 605 | 5 | 26 | 26 | 5 | 4 | 1.58 | 3.58 | 232 | 99317 | 4.272 | 0 | 102.1635 | 0.2 | 0 | 0 | 0 | 0 | 0 | 0 | 0 | 0 | 0 | 0 | 0 | 0 | 0 | 0 | 0 | 0 | 0 | 0
|  | 606 | 1 | 606 | 6 | 26 | 26 | 5 | 4 | 1.53 | 3.76 | 230 | 99288 | 4.259 | 0 | 90.2479 | 0.2 | 0 | 0 | 0 | 0 | 0 | 0 | 0 | 0 | 0 | 0 | 0 | 0 | 0 | 0 | 0 | 0 | 0 | 0
|  | 607 | 1 | 607 | 7 | 26 | 26 | 5 | 4 | 1.48 | 3.94 | 228 | 99258 | 4.245 | 0 | 79.3153 | 0.2 | 0 | 0 | 0 | 0 | 0 | 0 | 0 | 0 | 0 | 0 | 0 | 0 | 0 | 0 | 0 | 0 | 0 | 0
|  | 608 | 1 | 608 | 8 | 26 | 26 | 5 | 4 | 1.64 | 4.04 | 226 | 99255 | 4.293 | 0 | 68.5811 | 0.2 | 0 | 0 | 0 | 0 | 0 | 0 | 0 | 0 | 0 | 0 | 0 | 0 | 0 | 0 | 0 | 0 | 0 | 0
|  | 609 | 1 | 609 | 9 | 26 | 26 | 5 | 4 | 1.79 | 4.13 | 225 | 99251 | 4.337 | 2.4077 | 57.462 | 0.2 | 0 | 0 | 0 | 0 | 0 | 0 | 0 | 0 | 0 | 0 | 0 | 0 | 0 | 0 | 0 | 0 | 0 | 0
|  | 610 | 1 | 610 | 10 | 26 | 26 | 5 | 4 | 1.95 | 4.22 | 223 | 99248 | 4.385 | 10.1665 | 45.5033 | 0.2 | 32.6251 | 32.6251 | 133.8397 | 32.6251 | 132.0768 | 32.6251 | 32.6251 | 32.6251 | 39.7559 | 39.7559 | 129.3184 | 39.7559 | 128.0718 | 39.7559 | 39.7559 | 39.7559 | 64.1317 | 38.6858
|  | 611 | 1 | 611 | 11 | 26 | 26 | 5 | 4 | 2.09 | 4.24 | 225 | 99229 | 4.413 | 16.4048 | 32.4024 | 0.2 | 24.9799 | 24.9799 | 24.9799 | 24.9799 | 24.9799 | 24.9799 | 24.9799 | 24.9799 | 39.6753 | 39.6753 | 39.6753 | 39.6753 | 39.6753 | 39.6753 | 39.6753 | 39.6753 | 48 | 48
|  | 612 | 1 | 612 | 12 | 26 | 26 | 5 | 4 | 2.24 | 4.27 | 227 | 99209 | 4.445 | 20.6422 | 18.1154 | 0.2 | 58.9165 | 58.9165 | 65.1159 | 58.9165 | 77.8661 | 58.9165 | 58.9165 | 58.9165 | 92.0371 | 92.0371 | 101.7316 | 92.0371 | 110.7474 | 92.0371 | 92.9645 | 92.0371 | 118.0435 | 110.5326
|  | 613 | 1 | 613 | 13 | 26 | 26 | 5 | 4 | 2.38 | 4.29 | 229 | 99189 | 4.473 | 22.4612 | 2.9813 | 0.2 | 45.1334 | 45.1334 | 45.2848 | 45.1334 | 48.0392 | 45.1334 | 45.1334 | 45.1334 | 71.209 | 71.209 | 72.1667 | 71.209 | 74.1143 | 71.209 | 71.9526 | 71.209 | 87 | 85.7971
|  | 614 | 1 | 614 | 14 | 26 | 26 | 5 | 4 | 2.7 | 3.3 | 233 | 99166 | 4.559 | 21.6533 | -12.3075 | 0.2 | 66.3331 | 66.3331 | 66.3331 | 66.3331 | 91.0681 | 66.3331 | 71.7296 | 66.3331 | 103.3151 | 103.3151 | 106.6063 | 103.3151 | 127.9124 | 103.3151 | 114.2381 | 103.3151 | 133.9704 | 123.9196
|  | 615 | 1 | 615 | 15 | 26 | 26 | 5 | 4 | 3.02 | 2.31 | 236 | 99143 | 4.646 | 18.3136 | -26.9864 | 0.2 | 43.1082 | 43.1082 | 43.1082 | 43.1082 | 48.9544 | 43.1082 | 46.0853 | 43.1082 | 67.917 | 67.917 | 67.917 | 67.917 | 73.5863 | 67.917 | 71.5575 | 67.917 | 84 | 81.8286
|  | 616 | 1 | 616 | 16 | 26 | 26 | 5 | 4 | 3.34 | 1.32 | 239 | 99120 | 4.734 | 12.7957 | -40.5617 | 0.2 | 43.8413 | 43.8413 | 43.8413 | 43.8413 | 83.5625 | 43.8413 | 77.8404 | 43.8413 | 65.7486 | 65.7486 | 65.7486 | 65.7486 | 102.2324 | 65.7486 | 98.1863 | 65.7486 | 88.7209 | 76.8461
|  | 617 | 1 | 617 | 17 | 26 | 26 | 5 | 4 | 3.11 | 1.25 | 235 | 99163 | 4.703 | 5.5712 | -52.939 | 0.2 | 19.4767 | 19.4767 | 19.4767 | 19.4767 | 32.4624 | 19.4767 | 36.6712 | 19.4767 | 30.6057 | 30.6057 | 30.6057 | 30.6057 | 41.2743 | 30.6057 | 44.2503 | 30.6057 | 39 | 36.8982
|  | 618 | 1 | 618 | 18 | 26 | 26 | 5 | 4 | 2.87 | 1.17 | 232 | 99206 | 4.669 | 0 | -64.337 | 0.2 | 0 | 0 | 0 | 0 | 0 | 0 | 0 | 0 | 0 | 0 | 0 | 0 | 0 | 0 | 0 | 0 | 0 | 0
|  | 619 | 1 | 619 | 19 | 26 | 26 | 5 | 4 | 2.63 | 1.09 | 228 | 99248 | 4.635 | 0 | -75.1591 | 0.2 | 0 | 0 | 0 | 0 | 0 | 0 | 0 | 0 | 0 | 0 | 0 | 0 | 0 | 0 | 0 | 0 | 0 | 0
|  | 620 | 1 | 620 | 20 | 26 | 26 | 5 | 4 | 2.38 | 0.86 | 180 | 99301 | 4.551 | 0 | -85.9352 | 0.2 | 0 | 0 | 0 | 0 | 0 | 0 | 0 | 0 | 0 | 0 | 0 | 0 | 0 | 0 | 0 | 0 | 0 | 0
|  | 621 | 1 | 621 | 21 | 26 | 26 | 5 | 4 | 2.12 | 0.63 | 132 | 99353 | 4.464 | 0 | -97.3572 | 0.2 | 0 | 0 | 0 | 0 | 0 | 0 | 0 | 0 | 0 | 0 | 0 | 0 | 0 | 0 | 0 | 0 | 0 | 0
|  | 622 | 1 | 622 | 22 | 26 | 26 | 5 | 4 | 1.87 | 0.4 | 84 | 99405 | 4.383 | 0 | -110.4092 | 0.2 | 0 | 0 | 0 | 0 | 0 | 0 | 0 | 0 | 0 | 0 | 0 | 0 | 0 | 0 | 0 | 0 | 0 | 0
|  | 623 | 1 | 623 | 23 | 26 | 26 | 5 | 4 | 1.36 | 1.01 | 82 | 99442 | 4.218 | 0 | -126.5669 | 0.2 | 0 | 0 | 0 | 0 | 0 | 0 | 0 | 0 | 0 | 0 | 0 | 0 | 0 | 0 | 0 | 0 | 0 | 0
|  | 624 | 1 | 624 | 24 | 26 | 26 | 5 | 4 | 0.85 | 1.62 | 79 | 99478 | 4.058 | 0 | -147.7289 | 0.2 | 0 | 0 | 0 | 0 | 0 | 0 | 0 | 0 | 0 | 0 | 0 | 0 | 0 | 0 | 0 | 0 | 0 | 0
|  | 625 | 1 | 625 | 1 | 27 | 27 | 6 | 4 | 0.34 | 2.23 | 77 | 99514 | 3.904 | 0 | -174.3952 | 0.2 | 0 | 0 | 0 | 0 | 0 | 0 | 0 | 0 | 0 | 0 | 0 | 0 | 0 | 0 | 0 | 0 | 0 | 0
|  | 626 | 1 | 626 | 2 | 27 | 27 | 6 | 4 | 0 | 2.29 | 76 | 99546 | 3.795 | 0 | 157.7549 | 0.2 | 0 | 0 | 0 | 0 | 0 | 0 | 0 | 0 | 0 | 0 | 0 | 0 | 0 | 0 | 0 | 0 | 0 | 0
|  | 627 | 1 | 627 | 3 | 27 | 27 | 6 | 4 | -0.34 | 2.34 | 76 | 99579 | 3.689 | 0 | 134.3616 | 0.2 | 0 | 0 | 0 | 0 | 0 | 0 | 0 | 0 | 0 | 0 | 0 | 0 | 0 | 0 | 0 | 0 | 0 | 0
|  | 628 | 1 | 628 | 4 | 27 | 27 | 6 | 4 | -0.68 | 2.39 | 75 | 99612 | 3.586 | 0 | 116.482 | 0.2 | 0 | 0 | 0 | 0 | 0 | 0 | 0 | 0 | 0 | 0 | 0 | 0 | 0 | 0 | 0 | 0 | 0 | 0
|  | 629 | 1 | 629 | 5 | 27 | 27 | 6 | 4 | -0.88 | 2.63 | 73 | 99651 | 3.516 | 0 | 102.4121 | 0.2 | 0 | 0 | 0 | 0 | 0 | 0 | 0 | 0 | 0 | 0 | 0 | 0 | 0 | 0 | 0 | 0 | 0 | 0
|  | 630 | 1 | 630 | 6 | 27 | 27 | 6 | 4 | -1.08 | 2.88 | 70 | 99691 | 3.446 | 0 | 90.476 | 0.2 | 0 | 0 | 0 | 0 | 0 | 0 | 0 | 0 | 0 | 0 | 0 | 0 | 0 | 0 | 0 | 0 | 0 | 0
|  | 631 | 1 | 631 | 7 | 27 | 27 | 6 | 4 | -1.28 | 3.13 | 68 | 99730 | 3.379 | 0 | 79.5263 | 0.2 | 0 | 0 | 0 | 0 | 0 | 0 | 0 | 0 | 0 | 0 | 0 | 0 | 0 | 0 | 0 | 0 | 0 | 0
|  | 632 | 1 | 632 | 8 | 27 | 27 | 6 | 4 | -0.85 | 3.6 | 66 | 99789 | 3.444 | 0 | 68.7777 | 0.2 | 0 | 0 | 0 | 0 | 0 | 0 | 0 | 0 | 0 | 0 | 0 | 0 | 0 | 0 | 0 | 0 | 0 | 0
|  | 633 | 1 | 633 | 9 | 27 | 27 | 6 | 4 | -0.42 | 4.07 | 64 | 99848 | 3.509 | 2.5854 | 57.6442 | 0.2 | 0 | 0 | 0 | 0 | 0 | 0 | 0 | 0 | 0 | 0 | 0 | 0 | 0 | 0 | 0 | 0 | 0 | 0
|  | 634 | 1 | 634 | 10 | 27 | 27 | 6 | 4 | 0.01 | 4.54 | 61 | 99907 | 3.575 | 10.3628 | 45.6678 | 0.2 | 28.2057 | 28.2057 | 67.0865 | 28.2057 | 66.1906 | 28.2057 | 28.2057 | 28.2057 | 40.0969 | 40.0969 | 74.6181 | 40.0969 | 73.9847 | 40.0969 | 40.0969 | 40.0969 | 54.7829 | 44.8432
|  | 635 | 1 | 635 | 11 | 27 | 27 | 6 | 4 | 1.02 | 4.82 | 60 | 99907 | 3.795 | 16.6215 | 32.5414 | 0.2 | 70.1417 | 70.1417 | 238.3446 | 70.1417 | 333.7472 | 70.1417 | 70.1417 | 70.1417 | 83.8946 | 83.8946 | 268.8384 | 83.8946 | 336.2982 | 83.8946 | 83.8946 | 83.8946 | 176.5683 | 83.2212
|  | 636 | 1 | 636 | 12 | 27 | 27 | 6 | 4 | 2.04 | 5.1 | 59 | 99907 | 4.029 | 20.8778 | 18.218 | 0.2 | 98.7696 | 98.7696 | 227.2327 | 98.7696 | 489.0796 | 98.7696 | 98.7696 | 98.7696 | 114.3587 | 114.3587 | 316.019 | 114.3587 | 501.1728 | 114.3587 | 134.3448 | 114.3587 | 267.9626 | 111.2349
|  | 637 | 1 | 637 | 13 | 27 | 27 | 6 | 4 | 3.05 | 5.38 | 58 | 99907 | 4.271 | 22.7103 | 3.037 | 0.2 | 84.1868 | 84.1868 | 89.5861 | 84.1868 | 185.9527 | 84.1868 | 84.1868 | 84.1868 | 123.072 | 123.072 | 157.0487 | 123.072 | 225.1902 | 123.072 | 149.4129 | 123.072 | 185.0684 | 142.4175
|  | 638 | 1 | 638 | 14 | 27 | 27 | 6 | 4 | 3.24 | 5.29 | 54 | 99907 | 4.194 | 21.9076 | -12.3027 | 0.2 | 82.4565 | 82.4565 | 82.4565 | 82.4565 | 181.8892 | 82.4565 | 104.1412 | 82.4565 | 120.6631 | 120.6631 | 134.2694 | 120.6631 | 219.9123 | 120.6631 | 164.9362 | 120.6631 | 180.6037 | 139.6768
|  | 639 | 1 | 639 | 15 | 27 | 27 | 6 | 4 | 3.43 | 5.2 | 50 | 99907 | 4.114 | 18.5649 | -27.0281 | 0.2 | 34.9805 | 34.9805 | 34.9805 | 34.9805 | 35.4128 | 34.9805 | 35.201 | 34.9805 | 55.3782 | 55.3782 | 55.3782 | 55.3782 | 55.7992 | 55.3782 | 55.6494 | 55.3782 | 67 | 66.837
|  | 640 | 1 | 640 | 16 | 27 | 27 | 6 | 4 | 3.62 | 5.1 | 46 | 99907 | 4.031 | 13.0383 | -40.6401 | 0.2 | 34.5879 | 34.5879 | 34.5879 | 34.5879 | 42.2483 | 34.5879 | 41.163 | 34.5879 | 54.4718 | 54.4718 | 54.4718 | 54.4718 | 61.5416 | 54.4718 | 60.7741 | 54.4718 | 68 | 65.6622
|  | 641 | 1 | 641 | 17 | 27 | 27 | 6 | 4 | 2.88 | 5.11 | 47 | 99946 | 3.896 | 5.8029 | -53.0444 | 0.2 | 23.1849 | 23.1849 | 23.1849 | 23.1849 | 57.4638 | 23.1849 | 68.7479 | 23.1849 | 34.9087 | 34.9087 | 34.9087 | 34.9087 | 63.2449 | 34.9087 | 71.224 | 34.9087 | 46.6916 | 40.897
|  | 642 | 1 | 642 | 18 | 27 | 27 | 6 | 4 | 2.13 | 5.11 | 47 | 99985 | 3.76 | 0 | -64.4624 | 0.2 | 0 | 0 | 0 | 0 | 0 | 0 | 0 | 0 | 0 | 0 | 0 | 0 | 0 | 0 | 0 | 0 | 0 | 0
|  | 643 | 1 | 643 | 19 | 27 | 27 | 6 | 4 | 1.38 | 5.12 | 47 | 100025 | 3.626 | 0 | -75.3005 | 0.2 | 0 | 0 | 0 | 0 | 0 | 0 | 0 | 0 | 0 | 0 | 0 | 0 | 0 | 0 | 0 | 0 | 0 | 0
|  | 644 | 1 | 644 | 20 | 27 | 27 | 6 | 4 | 1.05 | 5.01 | 49 | 100048 | 3.533 | 0 | -86.0909 | 0.2 | 0 | 0 | 0 | 0 | 0 | 0 | 0 | 0 | 0 | 0 | 0 | 0 | 0 | 0 | 0 | 0 | 0 | 0
|  | 645 | 1 | 645 | 21 | 27 | 27 | 6 | 4 | 0.72 | 4.9 | 51 | 100071 | 3.441 | 0 | -97.5258 | 0.2 | 0 | 0 | 0 | 0 | 0 | 0 | 0 | 0 | 0 | 0 | 0 | 0 | 0 | 0 | 0 | 0 | 0 | 0
|  | 646 | 1 | 646 | 22 | 27 | 27 | 6 | 4 | 0.39 | 4.79 | 52 | 100094 | 3.352 | 0 | -110.5854 | 0.2 | 0 | 0 | 0 | 0 | 0 | 0 | 0 | 0 | 0 | 0 | 0 | 0 | 0 | 0 | 0 | 0 | 0 | 0
|  | 647 | 1 | 647 | 23 | 27 | 27 | 6 | 4 | 0.23 | 4.78 | 54 | 100103 | 3.314 | 0 | -126.7316 | 0.2 | 0 | 0 | 0 | 0 | 0 | 0 | 0 | 0 | 0 | 0 | 0 | 0 | 0 | 0 | 0 | 0 | 0 | 0
|  | 648 | 1 | 648 | 24 | 27 | 27 | 6 | 4 | 0.08 | 4.78 | 55 | 100113 | 3.278 | 0 | -147.8281 | 0.2 | 0 | 0 | 0 | 0 | 0 | 0 | 0 | 0 | 0 | 0 | 0 | 0 | 0 | 0 | 0 | 0 | 0 | 0
|  | 649 | 1 | 649 | 1 | 28 | 28 | 7 | 4 | -0.08 | 4.77 | 56 | 100123 | 3.24 | 0 | -174.3507 | 0.2 | 0 | 0 | 0 | 0 | 0 | 0 | 0 | 0 | 0 | 0 | 0 | 0 | 0 | 0 | 0 | 0 | 0 | 0
|  | 650 | 1 | 650 | 2 | 28 | 28 | 7 | 4 | -0.12 | 4.63 | 58 | 100117 | 3.204 | 0 | 157.9573 | 0.2 | 0 | 0 | 0 | 0 | 0 | 0 | 0 | 0 | 0 | 0 | 0 | 0 | 0 | 0 | 0 | 0 | 0 | 0
|  | 651 | 1 | 651 | 3 | 28 | 28 | 7 | 4 | -0.15 | 4.5 | 60 | 100110 | 3.17 | 0 | 134.6304 | 0.2 | 0 | 0 | 0 | 0 | 0 | 0 | 0 | 0 | 0 | 0 | 0 | 0 | 0 | 0 | 0 | 0 | 0 | 0
|  | 652 | 1 | 652 | 4 | 28 | 28 | 7 | 4 | -0.19 | 4.36 | 62 | 100103 | 3.134 | 0 | 116.7514 | 0.2 | 0 | 0 | 0 | 0 | 0 | 0 | 0 | 0 | 0 | 0 | 0 | 0 | 0 | 0 | 0 | 0 | 0 | 0
|  | 653 | 1 | 653 | 5 | 28 | 28 | 7 | 4 | -0.3 | 4.38 | 62 | 100113 | 3.101 | 0 | 102.6624 | 0.2 | 0 | 0 | 0 | 0 | 0 | 0 | 0 | 0 | 0 | 0 | 0 | 0 | 0 | 0 | 0 | 0 | 0 | 0
|  | 654 | 1 | 654 | 6 | 28 | 28 | 7 | 4 | -0.41 | 4.4 | 63 | 100123 | 3.069 | 0 | 90.7062 | 0.2 | 0 | 0 | 0 | 0 | 0 | 0 | 0 | 0 | 0 | 0 | 0 | 0 | 0 | 0 | 0 | 0 | 0 | 0
|  | 655 | 1 | 655 | 7 | 28 | 28 | 7 | 4 | -0.53 | 4.41 | 64 | 100133 | 3.035 | 0 | 79.7394 | 0.2 | 0 | 0 | 0 | 0 | 0 | 0 | 0 | 0 | 0 | 0 | 0 | 0 | 0 | 0 | 0 | 0 | 0 | 0
|  | 656 | 1 | 656 | 8 | 28 | 28 | 7 | 4 | -0.11 | 4.26 | 67 | 100156 | 3.073 | 0 | 68.9762 | 0.2 | 0 | 0 | 0 | 0 | 0 | 0 | 0 | 0 | 0 | 0 | 0 | 0 | 0 | 0 | 0 | 0 | 0 | 0
|  | 657 | 1 | 657 | 9 | 28 | 28 | 7 | 4 | 0.31 | 4.1 | 70 | 100179 | 3.11 | 2.7689 | 57.828 | 0.2 | 0 | 0 | 0 | 0 | 0 | 0 | 0 | 0 | 0 | 0 | 0 | 0 | 0 | 0 | 0 | 0 | 0 | 0
|  | 658 | 1 | 658 | 10 | 28 | 28 | 7 | 4 | 0.73 | 3.94 | 73 | 100202 | 3.146 | 10.565 | 45.8334 | 0.2 | 21.8573 | 21.8573 | 22.1103 | 21.8573 | 22.103 | 21.8573 | 21.8573 | 21.8573 | 34.6829 | 34.6829 | 34.9082 | 34.6829 | 34.9031 | 34.6829 | 34.6829 | 34.6829 | 42 | 41.9342
|  | 659 | 1 | 659 | 11 | 28 | 28 | 7 | 4 | 1.84 | 3.96 | 74 | 100182 | 3.263 | 16.8441 | 32.6808 | 0.2 | 34.2957 | 34.2957 | 35.2159 | 34.2957 | 35.7301 | 34.2957 | 34.2957 | 34.2957 | 54.2589 | 54.2589 | 55.2744 | 54.2589 | 55.638 | 54.2589 | 54.2589 | 54.2589 | 66 | 65.484
|  | 660 | 1 | 660 | 12 | 28 | 28 | 7 | 4 | 2.95 | 3.98 | 75 | 100162 | 3.375 | 21.1193 | 18.3199 | 0.2 | 32.385 | 32.385 | 32.385 | 32.385 | 32.385 | 32.385 | 32.385 | 32.385 | 51.3315 | 51.3315 | 51.3315 | 51.3315 | 51.3315 | 51.3315 | 51.3315 | 51.3315 | 62 | 62
|  | 661 | 1 | 661 | 13 | 28 | 28 | 7 | 4 | 4.06 | 4 | 75 | 100143 | 3.481 | 22.9651 | 3.0908 | 0.2 | 38.7719 | 38.7719 | 38.7719 | 38.7719 | 38.7719 | 38.7719 | 38.7719 | 38.7719 | 61.3507 | 61.3507 | 61.3507 | 61.3507 | 61.3507 | 61.3507 | 61.3507 | 61.3507 | 74 | 74
|  | 662 | 1 | 662 | 14 | 28 | 28 | 7 | 4 | 3.93 | 3.96 | 73 | 100143 | 3.48 | 22.1672 | -12.3011 | 0.2 | 39.7436 | 39.7436 | 39.7436 | 39.7436 | 40.2162 | 39.7436 | 39.8467 | 39.7436 | 62.8564 | 62.8564 | 62.9229 | 62.8564 | 63.33 | 62.8564 | 63.0687 | 62.8564 | 76 | 75.8029
|  | 663 | 1 | 663 | 15 | 28 | 28 | 7 | 4 | 3.8 | 3.93 | 70 | 100143 | 3.478 | 18.8208 | -27.0739 | 0.2 | 54.7165 | 54.7165 | 54.7165 | 54.7165 | 70.6259 | 54.7165 | 62.8486 | 54.7165 | 85.6306 | 85.6306 | 85.6306 | 85.6306 | 101.1864 | 85.6306 | 95.687 | 85.6306 | 109 | 102.9102
|  | 664 | 1 | 664 | 16 | 28 | 28 | 7 | 4 | 3.66 | 3.89 | 68 | 100143 | 3.473 | 13.285 | -40.7233 | 0.2 | 49.1737 | 49.1737 | 49.1737 | 49.1737 | 100.8691 | 49.1737 | 93.6753 | 49.1737 | 73.3062 | 73.3062 | 73.3062 | 73.3062 | 121.2488 | 73.3062 | 116.162 | 73.3062 | 101.5921 | 85.4864
|  | 665 | 1 | 665 | 17 | 28 | 28 | 7 | 4 | 2.63 | 3.41 | 66 | 100149 | 3.33 | 6.0381 | -53.1549 | 0.2 | 26.9402 | 26.9402 | 26.9402 | 26.9402 | 87.2268 | 26.9402 | 107.3948 | 26.9402 | 38.5403 | 38.5403 | 38.5403 | 38.5403 | 88.689 | 38.5403 | 102.95 | 38.5403 | 54.0975 | 43.4631
|  | 666 | 1 | 666 | 18 | 28 | 28 | 7 | 4 | 1.59 | 2.92 | 65 | 100156 | 3.185 | 0 | -64.593 | 0.2 | 0 | 0 | 0 | 0 | 0 | 0 | 0 | 0 | 0 | 0 | 0 | 0 | 0 | 0 | 0 | 0 | 0 | 0
|  | 667 | 1 | 667 | 19 | 28 | 28 | 7 | 4 | 0.55 | 2.44 | 63 | 100162 | 3.042 | 0 | -75.4473 | 0.2 | 0 | 0 | 0 | 0 | 0 | 0 | 0 | 0 | 0 | 0 | 0 | 0 | 0 | 0 | 0 | 0 | 0 | 0
|  | 668 | 1 | 668 | 20 | 28 | 28 | 7 | 4 | 0.11 | 2.32 | 68 | 100162 | 3.018 | 0 | -86.2521 | 0.2 | 0 | 0 | 0 | 0 | 0 | 0 | 0 | 0 | 0 | 0 | 0 | 0 | 0 | 0 | 0 | 0 | 0 | 0
|  | 669 | 1 | 669 | 21 | 28 | 28 | 7 | 4 | -0.32 | 2.19 | 73 | 100162 | 2.994 | 0 | -97.7 | 0.2 | 0 | 0 | 0 | 0 | 0 | 0 | 0 | 0 | 0 | 0 | 0 | 0 | 0 | 0 | 0 | 0 | 0 | 0
|  | 670 | 1 | 670 | 22 | 28 | 28 | 7 | 4 | -0.76 | 2.07 | 78 | 100162 | 2.966 | 0 | -110.7675 | 0.2 | 0 | 0 | 0 | 0 | 0 | 0 | 0 | 0 | 0 | 0 | 0 | 0 | 0 | 0 | 0 | 0 | 0 | 0
|  | 671 | 1 | 671 | 23 | 28 | 28 | 7 | 4 | -1.1 | 2.17 | 84 | 100153 | 2.942 | 0 | -126.9023 | 0.2 | 0 | 0 | 0 | 0 | 0 | 0 | 0 | 0 | 0 | 0 | 0 | 0 | 0 | 0 | 0 | 0 | 0 | 0
|  | 672 | 1 | 672 | 24 | 28 | 28 | 7 | 4 | -1.43 | 2.27 | 89 | 100143 | 2.919 | 0 | -147.9335 | 0.2 | 0 | 0 | 0 | 0 | 0 | 0 | 0 | 0 | 0 | 0 | 0 | 0 | 0 | 0 | 0 | 0 | 0 | 0
|  | 673 | 1 | 673 | 1 | 29 | 29 | 1 | 5 | -1.77 | 2.37 | 95 | 100133 | 2.894 | 0 | -174.3119 | 0.2 | 0 | 0 | 0 | 0 | 0 | 0 | 0 | 0 | 0 | 0 | 0 | 0 | 0 | 0 | 0 | 0 | 0 | 0
|  | 674 | 1 | 674 | 2 | 29 | 29 | 1 | 5 | -2.4 | 2.08 | 101 | 100143 | 2.757 | 0 | 158.1558 | 0.2 | 0 | 0 | 0 | 0 | 0 | 0 | 0 | 0 | 0 | 0 | 0 | 0 | 0 | 0 | 0 | 0 | 0 | 0
|  | 675 | 1 | 675 | 3 | 29 | 29 | 1 | 5 | -3.03 | 1.78 | 106 | 100153 | 2.626 | 0 | 134.8981 | 0.2 | 0 | 0 | 0 | 0 | 0 | 0 | 0 | 0 | 0 | 0 | 0 | 0 | 0 | 0 | 0 | 0 | 0 | 0
|  | 676 | 1 | 676 | 4 | 29 | 29 | 1 | 5 | -3.66 | 1.49 | 112 | 100162 | 2.501 | 0 | 117.0216 | 0.2 | 0 | 0 | 0 | 0 | 0 | 0 | 0 | 0 | 0 | 0 | 0 | 0 | 0 | 0 | 0 | 0 | 0 | 0
|  | 677 | 1 | 677 | 5 | 29 | 29 | 1 | 5 | -3.73 | 1.57 | 112 | 100149 | 2.486 | 0 | 102.9144 | 0.2 | 0 | 0 | 0 | 0 | 0 | 0 | 0 | 0 | 0 | 0 | 0 | 0 | 0 | 0 | 0 | 0 | 0 | 0
|  | 678 | 1 | 678 | 6 | 29 | 29 | 1 | 5 | -3.8 | 1.65 | 112 | 100136 | 2.471 | 0 | 90.9384 | 0.2 | 0 | 0 | 0 | 0 | 0 | 0 | 0 | 0 | 0 | 0 | 0 | 0 | 0 | 0 | 0 | 0 | 0 | 0
|  | 679 | 1 | 679 | 7 | 29 | 29 | 1 | 5 | -3.88 | 1.72 | 112 | 100123 | 2.455 | 0 | 79.9545 | 0.2 | 0 | 0 | 0 | 0 | 0 | 0 | 0 | 0 | 0 | 0 | 0 | 0 | 0 | 0 | 0 | 0 | 0 | 0
|  | 680 | 1 | 680 | 8 | 29 | 29 | 1 | 5 | -2.96 | 1.83 | 114 | 100136 | 2.573 | 0 | 69.1765 | 0.2 | 0 | 0 | 0 | 0 | 0 | 0 | 0 | 0 | 0 | 0 | 0 | 0 | 0 | 0 | 0 | 0 | 0 | 0
|  | 681 | 1 | 681 | 9 | 29 | 29 | 1 | 5 | -2.04 | 1.94 | 117 | 100149 | 2.695 | 2.9582 | 58.0134 | 0.2 | 0 | 0 | 0 | 0 | 0 | 0 | 0 | 0 | 0 | 0 | 0 | 0 | 0 | 0 | 0 | 0 | 0 | 0
|  | 682 | 1 | 682 | 10 | 29 | 29 | 1 | 5 | -1.12 | 2.06 | 119 | 100162 | 2.819 | 10.773 | 46.0001 | 0.2 | 35.4405 | 35.4405 | 141.4983 | 35.4405 | 137.859 | 35.4405 | 35.4405 | 35.4405 | 43.2524 | 43.2524 | 138.0833 | 43.2524 | 135.5099 | 43.2524 | 43.2524 | 43.2524 | 70.2581 | 42.2048
|  | 683 | 1 | 683 | 11 | 29 | 29 | 1 | 5 | 0.42 | 2.36 | 108 | 100123 | 3.031 | 17.0727 | 32.8206 | 0.2 | 53.7172 | 53.7172 | 85.9806 | 53.7172 | 103.7407 | 53.7172 | 53.7172 | 53.7172 | 80.0285 | 80.0285 | 115.769 | 80.0285 | 128.3273 | 80.0285 | 80.0285 | 80.0285 | 111.6174 | 93.336
|  | 684 | 1 | 684 | 12 | 29 | 29 | 1 | 5 | 1.97 | 2.67 | 97 | 100084 | 3.252 | 21.3668 | 18.4211 | 0.2 | 59.5498 | 59.5498 | 65.4262 | 59.5498 | 77.1931 | 59.5498 | 59.5498 | 59.5498 | 93.0606 | 93.0606 | 102.3602 | 93.0606 | 110.6806 | 93.0606 | 94.0498 | 93.0606 | 119.042 | 111.7667
|  | 685 | 1 | 685 | 13 | 29 | 29 | 1 | 5 | 3.52 | 2.98 | 86 | 100044 | 3.477 | 23.2256 | 3.1426 | 0.2 | 55.6947 | 55.6947 | 56.1826 | 55.6947 | 64.5801 | 55.6947 | 55.6947 | 55.6947 | 87.4578 | 87.4578 | 90.503 | 87.4578 | 96.441 | 87.4578 | 89.8131 | 87.4578 | 109 | 105.1813
|  | 686 | 1 | 686 | 14 | 29 | 29 | 1 | 5 | 2.82 | 2.64 | 80 | 100008 | 3.331 | 22.432 | -12.3028 | 0.2 | 80.215 | 80.215 | 80.215 | 80.215 | 159.8797 | 80.215 | 97.5888 | 80.215 | 118.1979 | 118.1979 | 129.7143 | 118.1979 | 198.3309 | 118.1979 | 154.2846 | 118.1979 | 170.7615 | 137.1009
|  | 687 | 1 | 687 | 15 | 29 | 29 | 1 | 5 | 2.12 | 2.31 | 74 | 99972 | 3.191 | 19.0814 | -27.124 | 0.2 | 58.4499 | 58.4499 | 58.4499 | 58.4499 | 80.2678 | 58.4499 | 69.6262 | 58.4499 | 91.1699 | 91.1699 | 91.1699 | 91.1699 | 112.5936 | 91.1699 | 105.0688 | 91.1699 | 117.9284 | 109.4487
|  | 688 | 1 | 688 | 16 | 29 | 29 | 1 | 5 | 1.41 | 1.97 | 67 | 99936 | 3.053 | 13.5356 | -40.8113 | 0.2 | 40.6223 | 40.6223 | 40.6223 | 40.6223 | 54.2753 | 40.6223 | 52.412 | 40.6223 | 63.6979 | 63.6979 | 63.6979 | 63.6979 | 76.4227 | 63.6979 | 75.1051 | 63.6979 | 81 | 76.6574
|  | 689 | 1 | 689 | 17 | 29 | 29 | 1 | 5 | -0.6 | 2.74 | 65 | 99963 | 2.807 | 6.2767 | -53.2705 | 0.2 | 22.9814 | 22.9814 | 22.9814 | 22.9814 | 50.0271 | 22.9814 | 59.2269 | 22.9814 | 34.7231 | 34.7231 | 34.7231 | 34.7231 | 57.3646 | 34.7231 | 63.8699 | 34.7231 | 45.7063 | 40.7321
|  | 690 | 1 | 690 | 18 | 29 | 29 | 1 | 5 | -2.62 | 3.52 | 62 | 99989 | 2.564 | 0 | -64.7288 | 0.2 | 0 | 0 | 0 | 0 | 0 | 0 | 0 | 0 | 0 | 0 | 0 | 0 | 0 | 0 | 0 | 0 | 0 | 0
|  | 691 | 1 | 691 | 19 | 29 | 29 | 1 | 5 | -4.63 | 4.29 | 59 | 100015 | 2.33 | 0 | -75.5993 | 0.2 | 0 | 0 | 0 | 0 | 0 | 0 | 0 | 0 | 0 | 0 | 0 | 0 | 0 | 0 | 0 | 0 | 0 | 0
|  | 692 | 1 | 692 | 20 | 29 | 29 | 1 | 5 | -5.25 | 3.97 | 66 | 100015 | 2.233 | 0 | -86.4187 | 0.2 | 0 | 0 | 0 | 0 | 0 | 0 | 0 | 0 | 0 | 0 | 0 | 0 | 0 | 0 | 0 | 0 | 0 | 0
|  | 693 | 1 | 693 | 21 | 29 | 29 | 1 | 5 | -5.87 | 3.66 | 72 | 100015 | 2.139 | 0 | -97.8798 | 0.2 | 0 | 0 | 0 | 0 | 0 | 0 | 0 | 0 | 0 | 0 | 0 | 0 | 0 | 0 | 0 | 0 | 0 | 0
|  | 694 | 1 | 694 | 22 | 29 | 29 | 1 | 5 | -6.49 | 3.34 | 78 | 100015 | 2.048 | 0 | -110.9554 | 0.2 | 0 | 0 | 0 | 0 | 0 | 0 | 0 | 0 | 0 | 0 | 0 | 0 | 0 | 0 | 0 | 0 | 0 | 0
|  | 695 | 1 | 695 | 23 | 29 | 29 | 1 | 5 | -6.88 | 3.71 | 82 | 100018 | 1.992 | 0 | -127.079 | 0.2 | 0 | 0 | 0 | 0 | 0 | 0 | 0 | 0 | 0 | 0 | 0 | 0 | 0 | 0 | 0 | 0 | 0 | 0
|  | 696 | 1 | 696 | 24 | 29 | 29 | 1 | 5 | -7.27 | 4.08 | 85 | 100022 | 1.937 | 0 | -148.0448 | 0.2 | 0 | 0 | 0 | 0 | 0 | 0 | 0 | 0 | 0 | 0 | 0 | 0 | 0 | 0 | 0 | 0 | 0 | 0
|  | 697 | 1 | 697 | 1 | 30 | 30 | 2 | 5 | -7.66 | 4.46 | 88 | 100025 | 1.884 | 0 | -174.279 | 0.2 | 0 | 0 | 0 | 0 | 0 | 0 | 0 | 0 | 0 | 0 | 0 | 0 | 0 | 0 | 0 | 0 | 0 | 0
|  | 698 | 1 | 698 | 2 | 30 | 30 | 2 | 5 | -7.99 | 4.32 | 84 | 100031 | 1.811 | 0 | 158.35 | 0.2 | 0 | 0 | 0 | 0 | 0 | 0 | 0 | 0 | 0 | 0 | 0 | 0 | 0 | 0 | 0 | 0 | 0 | 0
|  | 699 | 1 | 699 | 3 | 30 | 30 | 2 | 5 | -8.31 | 4.19 | 80 | 100038 | 1.743 | 0 | 135.1644 | 0.2 | 0 | 0 | 0 | 0 | 0 | 0 | 0 | 0 | 0 | 0 | 0 | 0 | 0 | 0 | 0 | 0 | 0 | 0
|  | 700 | 1 | 700 | 4 | 30 | 30 | 2 | 5 | -8.64 | 4.06 | 75 | 100044 | 1.675 | 0 | 117.2923 | 0.2 | 0 | 0 | 0 | 0 | 0 | 0 | 0 | 0 | 0 | 0 | 0 | 0 | 0 | 0 | 0 | 0 | 0 | 0
|  | 701 | 1 | 701 | 5 | 30 | 30 | 2 | 5 | -8.7 | 3.98 | 76 | 100044 | 1.659 | 0 | 103.1678 | 0.2 | 0 | 0 | 0 | 0 | 0 | 0 | 0 | 0 | 0 | 0 | 0 | 0 | 0 | 0 | 0 | 0 | 0 | 0
|  | 702 | 1 | 702 | 6 | 30 | 30 | 2 | 5 | -8.75 | 3.9 | 77 | 100044 | 1.644 | 0 | 91.1722 | 0.2 | 0 | 0 | 0 | 0 | 0 | 0 | 0 | 0 | 0 | 0 | 0 | 0 | 0 | 0 | 0 | 0 | 0 | 0
|  | 703 | 1 | 703 | 7 | 30 | 30 | 2 | 5 | -8.81 | 3.82 | 78 | 100044 | 1.627 | 0 | 80.1714 | 0.2 | 0 | 0 | 0 | 0 | 0 | 0 | 0 | 0 | 0 | 0 | 0 | 0 | 0 | 0 | 0 | 0 | 0 | 0
|  | 704 | 1 | 704 | 8 | 30 | 30 | 2 | 5 | -7.42 | 3.91 | 79 | 100077 | 1.757 | 0 | 69.3785 | 0.2 | 0 | 0 | 0 | 0 | 0 | 0 | 0 | 0 | 0 | 0 | 0 | 0 | 0 | 0 | 0 | 0 | 0 | 0
|  | 705 | 1 | 705 | 9 | 30 | 30 | 2 | 5 | -6.04 | 4 | 80 | 100110 | 1.892 | 3.1532 | 58.2002 | 0.2 | 0 | 0 | 0 | 0 | 0 | 0 | 0 | 0 | 0 | 0 | 0 | 0 | 0 | 0 | 0 | 0 | 0 | 0
|  | 706 | 1 | 706 | 10 | 30 | 30 | 2 | 5 | -4.65 | 4.1 | 81 | 100143 | 2.033 | 10.9868 | 46.1678 | 0.2 | 44.242 | 44.242 | 370.2865 | 44.242 | 357.2593 | 44.242 | 44.242 | 44.242 | 45.4229 | 45.4229 | 338.0183 | 45.4229 | 328.8067 | 45.4229 | 45.4229 | 45.4229 | 126.5062 | 38.7581
|  | 707 | 1 | 707 | 11 | 30 | 30 | 2 | 5 | -2.33 | 3.77 | 71 | 100120 | 2.311 | 17.3071 | 32.9607 | 0.2 | 69.8624 | 69.8624 | 420.4018 | 69.8624 | 610.4567 | 69.8624 | 69.8624 | 69.8624 | 66.1234 | 66.1234 | 455.9534 | 66.1234 | 590.3425 | 66.1234 | 66.1234 | 66.1234 | 255.365 | 54.6014
|  | 708 | 1 | 708 | 12 | 30 | 30 | 2 | 5 | 0 | 3.43 | 61 | 100097 | 2.615 | 21.6199 | 18.5216 | 0.2 | 84.7537 | 84.7537 | 314.5729 | 84.7537 | 770.7502 | 84.7537 | 84.7537 | 84.7537 | 75.9959 | 75.9959 | 441.2535 | 75.9959 | 763.8196 | 75.9959 | 116.2401 | 75.9959 | 347.6668 | 60.9337
|  | 709 | 1 | 709 | 13 | 30 | 30 | 2 | 5 | 2.32 | 3.1 | 51 | 100074 | 2.94 | 23.4916 | 3.1924 | 0.2 | 82.9607 | 82.9607 | 128.72 | 82.9607 | 903.3898 | 82.9607 | 82.9607 | 82.9607 | 65.1469 | 65.1469 | 350.0425 | 65.1469 | 897.8167 | 65.1469 | 285.3291 | 65.1469 | 403.5443 | 46.4003
|  | 710 | 1 | 710 | 14 | 30 | 30 | 2 | 5 | 1.65 | 3.31 | 51 | 100064 | 2.865 | 22.7019 | -12.3079 | 0.2 | 86.2649 | 86.2649 | 86.2649 | 86.2649 | 860.3103 | 86.2649 | 255.1453 | 86.2649 | 72.6019 | 72.6019 | 187.5473 | 72.6019 | 854.2966 | 72.6019 | 426.3803 | 72.6019 | 386.678 | 55.2401
|  | 711 | 1 | 711 | 15 | 30 | 30 | 2 | 5 | 0.98 | 3.51 | 51 | 100054 | 2.79 | 19.3463 | -27.1784 | 0.2 | 76.5126 | 76.5126 | 76.5126 | 76.5126 | 784.1562 | 76.5126 | 439.8545 | 76.5126 | 65.6813 | 65.6813 | 65.6813 | 65.6813 | 763.5508 | 65.6813 | 520.0928 | 65.6813 | 329.7694 | 50.4765
|  | 712 | 1 | 712 | 16 | 30 | 30 | 2 | 5 | 0.3 | 3.71 | 51 | 100044 | 2.713 | 13.7899 | -40.9041 | 0.2 | 60.467 | 60.467 | 60.467 | 60.467 | 626.4569 | 60.467 | 550.8141 | 60.467 | 56.1817 | 56.1817 | 56.1817 | 56.1817 | 586.3611 | 56.1817 | 532.8736 | 56.1817 | 229.674 | 45.877
|  | 713 | 1 | 713 | 17 | 30 | 30 | 2 | 5 | -1.45 | 3.42 | 50 | 100087 | 2.563 | 6.5185 | -53.3911 | 0.2 | 34.1553 | 34.1553 | 34.1553 | 34.1553 | 405.4651 | 34.1553 | 533.9623 | 34.1553 | 35.9669 | 35.9669 | 35.9669 | 35.9669 | 348.8293 | 35.9669 | 439.6905 | 35.9669 | 103.336 | 32.1916
|  | 714 | 1 | 714 | 18 | 30 | 30 | 2 | 5 | -3.2 | 3.12 | 49 | 100130 | 2.405 | 0 | -64.8698 | 0.2 | 0 | 0 | 0 | 0 | 0 | 0 | 0 | 0 | 0 | 0 | 0 | 0 | 0 | 0 | 0 | 0 | 0 | 0
|  | 715 | 1 | 715 | 19 | 30 | 30 | 2 | 5 | -4.95 | 2.83 | 48 | 100172 | 2.243 | 0 | -75.7566 | 0.2 | 0 | 0 | 0 | 0 | 0 | 0 | 0 | 0 | 0 | 0 | 0 | 0 | 0 | 0 | 0 | 0 | 0 | 0
|  | 716 | 1 | 716 | 20 | 30 | 30 | 2 | 5 | -5.17 | 2.48 | 53 | 100218 | 2.218 | 0 | -86.5906 | 0.2 | 0 | 0 | 0 | 0 | 0 | 0 | 0 | 0 | 0 | 0 | 0 | 0 | 0 | 0 | 0 | 0 | 0 | 0
|  | 717 | 1 | 717 | 21 | 30 | 30 | 2 | 5 | -5.4 | 2.13 | 58 | 100264 | 2.192 | 0 | -98.0651 | 0.2 | 0 | 0 | 0 | 0 | 0 | 0 | 0 | 0 | 0 | 0 | 0 | 0 | 0 | 0 | 0 | 0 | 0 | 0
|  | 718 | 1 | 718 | 22 | 30 | 30 | 2 | 5 | -5.62 | 1.78 | 64 | 100310 | 2.167 | 0 | -111.149 | 0.2 | 0 | 0 | 0 | 0 | 0 | 0 | 0 | 0 | 0 | 0 | 0 | 0 | 0 | 0 | 0 | 0 | 0 | 0
|  | 719 | 1 | 719 | 23 | 30 | 30 | 2 | 5 | -5.07 | 1.74 | 71 | 100330 | 2.266 | 0 | -127.2615 | 0.2 | 0 | 0 | 0 | 0 | 0 | 0 | 0 | 0 | 0 | 0 | 0 | 0 | 0 | 0 | 0 | 0 | 0 | 0
|  | 720 | 1 | 720 | 24 | 30 | 30 | 2 | 5 | -4.52 | 1.7 | 79 | 100349 | 2.369 | 0 | -148.162 | 0.2 | 0 | 0 | 0 | 0 | 0 | 0 | 0 | 0 | 0 | 0 | 0 | 0 | 0 | 0 | 0 | 0 | 0 | 0
|  | 721 | 1 | 721 | 1 | 31 | 31 | 3 | 5 | -3.97 | 1.66 | 87 | 100369 | 2.476 | 0 | -174.2517 | 0.2 | 0 | 0 | 0 | 0 | 0 | 0 | 0 | 0 | 0 | 0 | 0 | 0 | 0 | 0 | 0 | 0 | 0 | 0
|  | 722 | 1 | 722 | 2 | 31 | 31 | 3 | 5 | -3.78 | 1.3 | 88 | 100411 | 2.457 | 0 | 158.5399 | 0.2 | 0 | 0 | 0 | 0 | 0 | 0 | 0 | 0 | 0 | 0 | 0 | 0 | 0 | 0 | 0 | 0 | 0 | 0
|  | 723 | 1 | 723 | 3 | 31 | 31 | 3 | 5 | -3.6 | 0.95 | 89 | 100454 | 2.435 | 0 | 135.429 | 0.2 | 0 | 0 | 0 | 0 | 0 | 0 | 0 | 0 | 0 | 0 | 0 | 0 | 0 | 0 | 0 | 0 | 0 | 0
|  | 724 | 1 | 724 | 4 | 31 | 31 | 3 | 5 | -3.41 | 0.59 | 90 | 100497 | 2.415 | 0 | 117.5633 | 0.2 | 0 | 0 | 0 | 0 | 0 | 0 | 0 | 0 | 0 | 0 | 0 | 0 | 0 | 0 | 0 | 0 | 0 | 0
|  | 725 | 1 | 725 | 5 | 31 | 31 | 3 | 5 | -3.44 | 1.01 | 86 | 100507 | 2.411 | 0 | 103.4225 | 0.2 | 0 | 0 | 0 | 0 | 0 | 0 | 0 | 0 | 0 | 0 | 0 | 0 | 0 | 0 | 0 | 0 | 0 | 0
|  | 726 | 1 | 726 | 6 | 31 | 31 | 3 | 5 | -3.46 | 1.42 | 82 | 100516 | 2.41 | 0 | 91.4077 | 0.2 | 0 | 0 | 0 | 0 | 0 | 0 | 0 | 0 | 0 | 0 | 0 | 0 | 0 | 0 | 0 | 0 | 0 | 0
|  | 727 | 1 | 727 | 7 | 31 | 31 | 3 | 5 | -3.49 | 1.83 | 78 | 100526 | 2.406 | 0 | 80.3899 | 0.2 | 0 | 0 | 0 | 0 | 0 | 0 | 0 | 0 | 0 | 0 | 0 | 0 | 0 | 0 | 0 | 0 | 0 | 0
|  | 728 | 1 | 728 | 8 | 31 | 31 | 3 | 5 | -2.76 | 2.01 | 74 | 100569 | 2.485 | 0 | 69.5821 | 0.2 | 0 | 0 | 0 | 0 | 0 | 0 | 0 | 0 | 0 | 0 | 0 | 0 | 0 | 0 | 0 | 0 | 0 | 0
|  | 729 | 1 | 729 | 9 | 31 | 31 | 3 | 5 | -2.03 | 2.19 | 70 | 100611 | 2.564 | 3.3539 | 58.3884 | 0.2 | 0 | 0 | 0 | 0 | 0 | 0 | 0 | 0 | 0 | 0 | 0 | 0 | 0 | 0 | 0 | 0 | 0 | 0
|  | 730 | 1 | 730 | 10 | 31 | 31 | 3 | 5 | -1.3 | 2.37 | 66 | 100654 | 2.644 | 11.2064 | 46.3365 | 0.2 | 47.0687 | 47.0687 | 302.7376 | 47.0687 | 291.0802 | 47.0687 | 47.0687 | 47.0687 | 51.9621 | 51.9621 | 282.2593 | 51.9621 | 274.0163 | 51.9621 | 51.9621 | 51.9621 | 117.0786 | 47.0581
|  | 731 | 1 | 731 | 11 | 31 | 31 | 3 | 5 | 0.17 | 2.35 | 56 | 100641 | 2.831 | 17.5472 | 33.101 | 0.2 | 73.5878 | 73.5878 | 384.4021 | 73.5878 | 550.3569 | 73.5878 | 73.5878 | 73.5878 | 74.8485 | 74.8485 | 421.8803 | 74.8485 | 539.228 | 74.8485 | 74.8485 | 74.8485 | 245.9675 | 66.0047
|  | 732 | 1 | 732 | 12 | 31 | 31 | 3 | 5 | 1.64 | 2.33 | 46 | 100628 | 3.023 | 21.8788 | 18.6213 | 0.2 | 95.122 | 95.122 | 290.8427 | 95.122 | 675.9801 | 95.122 | 95.122 | 95.122 | 95.8781 | 95.8781 | 408.3203 | 95.8781 | 680.6536 | 95.8781 | 131.5295 | 95.8781 | 330.7749 | 84.6357
|  | 733 | 1 | 733 | 13 | 31 | 31 | 3 | 5 | 3.11 | 2.3 | 37 | 100615 | 3.218 | 23.763 | 3.24 | 0.2 | 94.1903 | 94.1903 | 134.9845 | 94.1903 | 814.826 | 94.1903 | 94.1903 | 94.1903 | 85.7721 | 85.7721 | 339.33 | 85.7721 | 820.0505 | 85.7721 | 281.6384 | 85.7721 | 388.2975 | 70.5065
|  | 734 | 1 | 734 | 14 | 31 | 31 | 3 | 5 | 2.73 | 2.3 | 35 | 100638 | 3.191 | 22.9767 | -12.3163 | 0.2 | 103.4338 | 103.4338 | 103.4338 | 103.4338 | 721.0277 | 103.4338 | 238.2749 | 103.4338 | 105.5307 | 105.5307 | 199.7062 | 105.5307 | 731.7581 | 105.5307 | 390.4003 | 105.5307 | 362.8705 | 94.8452
|  | 735 | 1 | 735 | 15 | 31 | 31 | 3 | 5 | 2.36 | 2.3 | 33 | 100661 | 3.164 | 19.6156 | -27.2371 | 0.2 | 96.6812 | 96.6812 | 96.6812 | 96.6812 | 608.2763 | 96.6812 | 360.0242 | 96.6812 | 105.9486 | 105.9486 | 105.9486 | 105.9486 | 612.7042 | 105.9486 | 437.1635 | 105.9486 | 305.5473 | 100.4817
|  | 736 | 1 | 736 | 16 | 31 | 31 | 3 | 5 | 1.98 | 2.3 | 31 | 100683 | 3.135 | 14.048 | -41.0018 | 0.2 | 79.708 | 79.708 | 79.708 | 79.708 | 342.5913 | 79.708 | 308.2437 | 79.708 | 100.6101 | 100.6101 | 100.6101 | 100.6101 | 348.1275 | 100.6101 | 323.8401 | 100.6101 | 191.5215 | 104.3624
|  | 737 | 1 | 737 | 17 | 31 | 31 | 3 | 5 | 0.35 | 2.28 | 33 | 100716 | 2.999 | 6.7634 | -53.5168 | 0.2 | 44.6624 | 44.6624 | 44.6624 | 44.6624 | 176.246 | 44.6624 | 222.5966 | 44.6624 | 59.8749 | 59.8749 | 59.8749 | 59.8749 | 171.4769 | 59.8749 | 204.2517 | 59.8749 | 90.3151 | 64.0696
|  | 738 | 1 | 738 | 18 | 31 | 31 | 3 | 5 | -3.72 | 1.82 | 35 | 100749 | 2.614 | 0 | -65.0159 | 0.2 | 0 | 0 | 0 | 0 | 0 | 0 | 0 | 0 | 0 | 0 | 0 | 0 | 0 | 0 | 0 | 0 | 0 | 0
|  | 739 | 1 | 739 | 19 | 31 | 31 | 3 | 5 | -3.64 | 1.92 | 37 | 100782 | 2.6 | 0 | -75.9191 | 0.2 | 0 | 0 | 0 | 0 | 0 | 0 | 0 | 0 | 0 | 0 | 0 | 0 | 0 | 0 | 0 | 0 | 0 | 0
|  | 740 | 1 | 740 | 20 | 31 | 31 | 3 | 5 | -3.56 | 2.02 | 47 | 100815 | 2.585 | 0 | -86.7678 | 0.2 | 0 | 0 | 0 | 0 | 0 | 0 | 0 | 0 | 0 | 0 | 0 | 0 | 0 | 0 | 0 | 0 | 0 | 0
|  | 741 | 1 | 741 | 21 | 31 | 31 | 3 | 5 | -3.48 | 2.12 | 57 | 100847 | 2.57 | 0 | -98.2558 | 0.2 | 0 | 0 | 0 | 0 | 0 | 0 | 0 | 0 | 0 | 0 | 0 | 0 | 0 | 0 | 0 | 0 | 0 | 0
|  | 742 | 1 | 742 | 22 | 31 | 31 | 3 | 5 | -3.39 | 2.22 | 66 | 100880 | 2.557 | 0 | -111.3482 | 0.2 | 0 | 0 | 0 | 0 | 0 | 0 | 0 | 0 | 0 | 0 | 0 | 0 | 0 | 0 | 0 | 0 | 0 | 0
|  | 743 | 1 | 743 | 23 | 31 | 31 | 3 | 5 | -3.31 | 2.32 | 80 | 100887 | 2.542 | 0 | -127.4497 | 0.2 | 0 | 0 | 0 | 0 | 0 | 0 | 0 | 0 | 0 | 0 | 0 | 0 | 0 | 0 | 0 | 0 | 0 | 0
|  | 744 | 1 | 744 | 24 | 31 | 31 | 3 | 5 | -3.23 | 2.41 | 94 | 100893 | 2.526 | 0 | -148.285 | 0.2 | 0 | 0 | 0 | 0 | 0 | 0 | 0 | 0 | 0 | 0 | 0 | 0 | 0 | 0 | 0 | 0 | 0 | 0
|  | 745 | 2 | 1 | 1 | 32 | 1 | 4 | 5 | -3.15 | 2.51 | 108 | 100900 | 2.511 | 0 | -174.2302 | 0.2 | 0 | 0 | 0 | 0 | 0 | 0 | 0 | 0 | 0 | 0 | 0 | 0 | 0 | 0 | 0 | 0 | 0 | 0
|  | 746 | 2 | 2 | 2 | 32 | 1 | 4 | 5 | -3.07 | 2.61 | 67 | 99487 | 2.531 | 0 | 158.7252 | 0.2 | 0 | 0 | 0 | 0 | 0 | 0 | 0 | 0 | 0 | 0 | 0 | 0 | 0 | 0 | 0 | 0 | 0 | 0
|  | 747 | 2 | 3 | 3 | 32 | 1 | 4 | 5 | -2.99 | 2.71 | 67 | 99432 | 2.516 | 0 | 135.6917 | 0.2 | 0 | 0 | 0 | 0 | 0 | 0 | 0 | 0 | 0 | 0 | 0 | 0 | 0 | 0 | 0 | 0 | 0 | 0
|  | 748 | 2 | 4 | 4 | 32 | 1 | 4 | 5 | -2.9 | 2.81 | 67 | 99376 | 2.503 | 0 | 117.8343 | 0.2 | 0 | 0 | 0 | 0 | 0 | 0 | 0 | 0 | 0 | 0 | 0 | 0 | 0 | 0 | 0 | 0 | 0 | 0
|  | 749 | 2 | 5 | 5 | 32 | 1 | 4 | 5 | -2.82 | 2.91 | 67 | 99327 | 2.488 | 0 | 103.6782 | 0.2 | 0 | 0 | 0 | 0 | 0 | 0 | 0 | 0 | 0 | 0 | 0 | 0 | 0 | 0 | 0 | 0 | 0 | 0
|  | 750 | 2 | 6 | 6 | 32 | 1 | 4 | 5 | -2.74 | 3.01 | 66 | 99278 | 2.472 | 0 | 91.6447 | 0.2 | 0 | 0 | 0 | 0 | 0 | 0 | 0 | 0 | 0 | 0 | 0 | 0 | 0 | 0 | 0 | 0 | 0 | 0
|  | 751 | 2 | 7 | 7 | 32 | 1 | 4 | 5 | -2.66 | 3.11 | 65 | 99229 | 2.456 | 0 | 80.61 | 0.2 | 0 | 0 | 0 | 0 | 0 | 0 | 0 | 0 | 0 | 0 | 0 | 0 | 0 | 0 | 0 | 0 | 0 | 0
|  | 752 | 2 | 8 | 8 | 32 | 1 | 4 | 5 | -2.58 | 3.21 | 70 | 99193 | 2.439 | 0 | 69.7871 | 0.2 | 0 | 0 | 0 | 0 | 0 | 0 | 0 | 0 | 0 | 0 | 0 | 0 | 0 | 0 | 0 | 0 | 0 | 0
|  | 753 | 2 | 9 | 9 | 32 | 1 | 4 | 5 | -2.5 | 3.31 | 75 | 99156 | 2.422 | 3.5602 | 58.5779 | 0.2 | 0 | 0 | 0 | 0 | 0 | 0 | 0 | 0 | 0 | 0 | 0 | 0 | 0 | 0 | 0 | 0 | 0 | 0
|  | 754 | 2 | 10 | 10 | 32 | 1 | 4 | 5 | -0.18 | 3.45 | 80 | 99120 | 2.922 | 11.4315 | 46.5059 | 0.2 | 45.9297 | 45.9297 | 378.6856 | 45.9297 | 361.6377 | 45.9297 | 45.9297 | 45.9297 | 47.0281 | 47.0281 | 347.9072 | 47.0281 | 335.8525 | 47.0281 | 47.0281 | 47.0281 | 132.8597 | 40.1084
|  | 755 | 2 | 11 | 11 | 32 | 1 | 4 | 5 | 0.76 | 3.21 | 84 | 99038 | 2.925 | 17.793 | 33.2415 | 0.2 | 68.2217 | 68.2217 | 165.4204 | 68.2217 | 216.5222 | 68.2217 | 68.2217 | 68.2217 | 89.1626 | 89.1626 | 198.1308 | 89.1626 | 234.2653 | 89.1626 | 89.1626 | 89.1626 | 151.2835 | 94.3779
|  | 756 | 2 | 12 | 12 | 32 | 1 | 4 | 5 | 1.7 | 2.98 | 88 | 98957 | 2.913 | 22.1433 | 18.7201 | 0.2 | 46.0524 | 46.0524 | 47.2558 | 46.0524 | 49.6034 | 46.0524 | 46.0524 | 46.0524 | 72.6146 | 72.6146 | 74.5444 | 72.6146 | 76.2044 | 72.6146 | 72.8426 | 72.6146 | 89 | 87.4743
|  | 757 | 2 | 13 | 13 | 32 | 1 | 4 | 5 | 2.64 | 2.74 | 91 | 98875 | 2.882 | 24.0398 | 3.2854 | 0.2 | 54.887 | 54.887 | 55.3032 | 54.887 | 62.1371 | 54.887 | 54.887 | 54.887 | 86.2592 | 86.2592 | 88.8441 | 86.2592 | 93.6763 | 86.2592 | 88.2555 | 86.2592 | 107 | 103.7607
|  | 758 | 2 | 14 | 14 | 32 | 1 | 4 | 5 | 2.89 | 2.58 | 95 | 98819 | 2.82 | 23.2563 | -12.3282 | 0.2 | 74.9165 | 74.9165 | 74.9165 | 74.9165 | 108.7942 | 74.9165 | 82.3205 | 74.9165 | 116.1023 | 116.1023 | 121.405 | 116.1023 | 150.5955 | 116.1023 | 131.8758 | 116.1023 | 153.91 | 139.0069
|  | 759 | 2 | 15 | 15 | 32 | 1 | 4 | 5 | 3.15 | 2.41 | 98 | 98763 | 2.756 | 19.8891 | -27.3002 | 0.2 | 61.7913 | 61.7913 | 61.7913 | 61.7913 | 84.8809 | 61.7913 | 73.7088 | 61.7913 | 96.284 | 96.284 | 96.284 | 96.284 | 119.258 | 96.284 | 111.3581 | 96.284 | 124.9322 | 115.5317
|  | 760 | 2 | 16 | 16 | 32 | 1 | 4 | 5 | 3.41 | 2.25 | 101 | 98708 | 2.689 | 14.3096 | -41.1044 | 0.2 | 51.3408 | 51.3408 | 51.3408 | 51.3408 | 99.404 | 51.3408 | 93.2755 | 51.3408 | 76.6 | 76.6 | 76.6 | 76.6 | 122.0905 | 76.6 | 117.757 | 76.6 | 105.6125 | 89.3424
|  | 761 | 2 | 17 | 17 | 32 | 1 | 4 | 5 | 2.66 | 2.18 | 102 | 98704 | 2.63 | 7.0113 | -53.6476 | 0.2 | 26.8231 | 26.8231 | 26.8231 | 26.8231 | 61.8226 | 26.8231 | 74.3779 | 26.8231 | 40.3067 | 40.3067 | 40.3067 | 40.3067 | 70.1899 | 40.3067 | 79.0679 | 40.3067 | 54.4526 | 47.1908
|  | 762 | 2 | 18 | 18 | 32 | 1 | 4 | 5 | 1.91 | 2.12 | 102 | 98701 | 2.569 | 0 | -65.1672 | 0.2 | 0 | 0 | 0 | 0 | 0 | 0 | 0 | 0 | 0 | 0 | 0 | 0 | 0 | 0 | 0 | 0 | 0 | 0
|  | 763 | 2 | 19 | 19 | 32 | 1 | 4 | 5 | 1.15 | 2.06 | 103 | 98698 | 2.505 | 0 | -76.0867 | 0.2 | 0 | 0 | 0 | 0 | 0 | 0 | 0 | 0 | 0 | 0 | 0 | 0 | 0 | 0 | 0 | 0 | 0 | 0
|  | 764 | 2 | 20 | 20 | 32 | 1 | 4 | 5 | 0.65 | 2.11 | 110 | 98671 | 2.452 | 0 | -86.9503 | 0.2 | 0 | 0 | 0 | 0 | 0 | 0 | 0 | 0 | 0 | 0 | 0 | 0 | 0 | 0 | 0 | 0 | 0 | 0
|  | 765 | 2 | 21 | 21 | 32 | 1 | 4 | 5 | 0.16 | 2.17 | 118 | 98645 | 2.4 | 0 | -98.4519 | 0.2 | 0 | 0 | 0 | 0 | 0 | 0 | 0 | 0 | 0 | 0 | 0 | 0 | 0 | 0 | 0 | 0 | 0 | 0
|  | 766 | 2 | 22 | 22 | 32 | 1 | 4 | 5 | -0.34 | 2.23 | 125 | 98619 | 2.347 | 0 | -111.5528 | 0.2 | 0 | 0 | 0 | 0 | 0 | 0 | 0 | 0 | 0 | 0 | 0 | 0 | 0 | 0 | 0 | 0 | 0 | 0
|  | 767 | 2 | 23 | 23 | 32 | 1 | 4 | 5 | -0.56 | 2.24 | 128 | 98606 | 2.345 | 0 | -127.6434 | 0.2 | 0 | 0 | 0 | 0 | 0 | 0 | 0 | 0 | 0 | 0 | 0 | 0 | 0 | 0 | 0 | 0 | 0 | 0
|  | 768 | 2 | 24 | 24 | 32 | 1 | 4 | 5 | -0.78 | 2.25 | 132 | 98593 | 2.342 | 0 | -148.4136 | 0.2 | 0 | 0 | 0 | 0 | 0 | 0 | 0 | 0 | 0 | 0 | 0 | 0 | 0 | 0 | 0 | 0 | 0 | 0
|  | 769 | 2 | 25 | 1 | 33 | 2 | 5 | 5 | -1 | 2.26 | 135 | 98580 | 2.339 | 0 | -174.2144 | 0.2 | 0 | 0 | 0 | 0 | 0 | 0 | 0 | 0 | 0 | 0 | 0 | 0 | 0 | 0 | 0 | 0 | 0 | 0
|  | 770 | 2 | 26 | 2 | 33 | 2 | 5 | 5 | -1.14 | 2.23 | 134 | 98560 | 2.38 | 0 | 158.906 | 0.2 | 0 | 0 | 0 | 0 | 0 | 0 | 0 | 0 | 0 | 0 | 0 | 0 | 0 | 0 | 0 | 0 | 0 | 0
|  | 771 | 2 | 27 | 3 | 33 | 2 | 5 | 5 | -1.27 | 2.2 | 133 | 98540 | 2.422 | 0 | 135.9523 | 0.2 | 0 | 0 | 0 | 0 | 0 | 0 | 0 | 0 | 0 | 0 | 0 | 0 | 0 | 0 | 0 | 0 | 0 | 0
|  | 772 | 2 | 28 | 4 | 33 | 2 | 5 | 5 | -1.41 | 2.17 | 132 | 98521 | 2.461 | 0 | 118.1052 | 0.2 | 0 | 0 | 0 | 0 | 0 | 0 | 0 | 0 | 0 | 0 | 0 | 0 | 0 | 0 | 0 | 0 | 0 | 0
|  | 773 | 2 | 29 | 5 | 33 | 2 | 5 | 5 | -1.31 | 2.23 | 130 | 98498 | 2.461 | 0 | 103.9347 | 0.2 | 0 | 0 | 0 | 0 | 0 | 0 | 0 | 0 | 0 | 0 | 0 | 0 | 0 | 0 | 0 | 0 | 0 | 0
|  | 774 | 2 | 30 | 6 | 33 | 2 | 5 | 5 | -1.21 | 2.29 | 128 | 98475 | 2.462 | 0 | 91.8829 | 0.2 | 0 | 0 | 0 | 0 | 0 | 0 | 0 | 0 | 0 | 0 | 0 | 0 | 0 | 0 | 0 | 0 | 0 | 0
|  | 775 | 2 | 31 | 7 | 33 | 2 | 5 | 5 | -1.11 | 2.36 | 127 | 98452 | 2.463 | 0 | 80.8315 | 0.2 | 0 | 0 | 0 | 0 | 0 | 0 | 0 | 0 | 0 | 0 | 0 | 0 | 0 | 0 | 0 | 0 | 0 | 0
|  | 776 | 2 | 32 | 8 | 33 | 2 | 5 | 5 | -0.35 | 2.61 | 125 | 98436 | 2.573 | 0 | 69.9935 | 0.2 | 0 | 0 | 0 | 0 | 0 | 0 | 0 | 0 | 0 | 0 | 0 | 0 | 0 | 0 | 0 | 0 | 0 | 0
|  | 777 | 2 | 33 | 9 | 33 | 2 | 5 | 5 | 0.41 | 2.86 | 124 | 98419 | 2.687 | 3.7721 | 58.7685 | 0.2 | 0 | 0 | 0 | 0 | 0 | 0 | 0 | 0 | 0 | 0 | 0 | 0 | 0 | 0 | 0 | 0 | 0 | 0
|  | 778 | 2 | 34 | 10 | 33 | 2 | 5 | 5 | 1.17 | 3.12 | 122 | 98403 | 2.805 | 11.6623 | 46.6762 | 0.2 | 34.0058 | 34.0058 | 84.9643 | 34.0058 | 82.0667 | 34.0058 | 34.0058 | 34.0058 | 48.0713 | 48.0713 | 94.3278 | 48.0713 | 92.2788 | 48.0713 | 48.0713 | 48.0713 | 68.1552 | 53.6972
|  | 779 | 2 | 35 | 11 | 33 | 2 | 5 | 5 | 2.48 | 3.25 | 121 | 98347 | 2.973 | 18.0443 | 33.3821 | 0.2 | 32.9346 | 32.9346 | 32.9346 | 32.9346 | 32.9346 | 32.9346 | 32.9346 | 32.9346 | 52.1787 | 52.1787 | 52.1787 | 52.1787 | 52.1787 | 52.1787 | 52.1787 | 52.1787 | 63 | 63
|  | 780 | 2 | 36 | 12 | 33 | 2 | 5 | 5 | 3.79 | 3.37 | 119 | 98291 | 3.144 | 22.4132 | 18.8179 | 0.2 | 65.7674 | 65.7674 | 73.7849 | 65.7674 | 89.2946 | 65.7674 | 65.7674 | 65.7674 | 102.409 | 102.409 | 115.3272 | 102.409 | 126.2942 | 102.409 | 103.9887 | 102.409 | 133.0856 | 122.8341
|  | 781 | 2 | 37 | 13 | 33 | 2 | 5 | 5 | 5.11 | 3.5 | 118 | 98236 | 3.318 | 24.3218 | 3.3286 | 0.2 | 67.5055 | 67.5055 | 68.6122 | 67.5055 | 86.5338 | 67.5055 | 67.5055 | 67.5055 | 105.3365 | 105.3365 | 112.2107 | 105.3365 | 124.8832 | 105.3365 | 110.6456 | 105.3365 | 135.0049 | 126.3901
|  | 782 | 2 | 38 | 14 | 33 | 2 | 5 | 5 | 5.21 | 3.05 | 125 | 98164 | 3.619 | 23.5407 | -12.3435 | 0.2 | 66.4052 | 66.4052 | 66.4052 | 66.4052 | 85.7761 | 66.4052 | 70.6441 | 66.4052 | 103.6136 | 103.6136 | 106.7247 | 103.6136 | 123.4194 | 103.6136 | 112.7195 | 103.6136 | 132.9705 | 124.3318
|  | 783 | 2 | 39 | 15 | 33 | 2 | 5 | 5 | 5.31 | 2.6 | 131 | 98091 | 3.926 | 20.1667 | -27.3677 | 0.2 | 100.2687 | 100.2687 | 100.2687 | 100.2687 | 556.0341 | 100.2687 | 336.1894 | 100.2687 | 113.2967 | 113.2967 | 113.2967 | 113.2967 | 568.85 | 113.2967 | 413.3963 | 113.2967 | 297.9601 | 109.4758
|  | 784 | 2 | 40 | 16 | 33 | 2 | 5 | 5 | 5.41 | 2.15 | 138 | 98019 | 4.236 | 14.5746 | -41.2119 | 0.2 | 63.9301 | 63.9301 | 63.9301 | 63.9301 | 187.8488 | 63.9301 | 172.4583 | 63.9301 | 89.2297 | 89.2297 | 89.2297 | 89.2297 | 207.1385 | 89.2297 | 196.2558 | 89.2297 | 142.6998 | 99.8703
|  | 785 | 2 | 41 | 17 | 33 | 2 | 5 | 5 | 3.89 | 2.26 | 142 | 98019 | 4.075 | 7.2621 | -53.7835 | 0.2 | 24.9023 | 24.9023 | 24.9023 | 24.9023 | 38.4894 | 24.9023 | 43.4555 | 24.9023 | 39.0723 | 39.0723 | 39.0723 | 39.0723 | 50.752 | 39.0723 | 54.2636 | 39.0723 | 50 | 47.0695
|  | 786 | 2 | 42 | 18 | 33 | 2 | 5 | 5 | 2.37 | 2.37 | 146 | 98019 | 3.898 | 0 | -65.3235 | 0.2 | 0 | 0 | 0 | 0 | 0 | 0 | 0 | 0 | 0 | 0 | 0 | 0 | 0 | 0 | 0 | 0 | 0 | 0
|  | 787 | 2 | 43 | 19 | 33 | 2 | 5 | 5 | 0.84 | 2.48 | 149 | 98019 | 3.707 | 0 | -76.2594 | 0.2 | 0 | 0 | 0 | 0 | 0 | 0 | 0 | 0 | 0 | 0 | 0 | 0 | 0 | 0 | 0 | 0 | 0 | 0
|  | 788 | 2 | 44 | 20 | 33 | 2 | 5 | 5 | 0.51 | 2.44 | 153 | 98019 | 3.643 | 0 | -87.1378 | 0.2 | 0 | 0 | 0 | 0 | 0 | 0 | 0 | 0 | 0 | 0 | 0 | 0 | 0 | 0 | 0 | 0 | 0 | 0
|  | 789 | 2 | 45 | 21 | 33 | 2 | 5 | 5 | 0.18 | 2.39 | 157 | 98019 | 3.581 | 0 | -98.6532 | 0.2 | 0 | 0 | 0 | 0 | 0 | 0 | 0 | 0 | 0 | 0 | 0 | 0 | 0 | 0 | 0 | 0 | 0 | 0
|  | 790 | 2 | 46 | 22 | 33 | 2 | 5 | 5 | -0.15 | 2.34 | 161 | 98019 | 3.519 | 0 | -111.7628 | 0.2 | 0 | 0 | 0 | 0 | 0 | 0 | 0 | 0 | 0 | 0 | 0 | 0 | 0 | 0 | 0 | 0 | 0 | 0
|  | 791 | 2 | 47 | 23 | 33 | 2 | 5 | 5 | -0.14 | 2.2 | 162 | 98039 | 3.528 | 0 | -127.8426 | 0.2 | 0 | 0 | 0 | 0 | 0 | 0 | 0 | 0 | 0 | 0 | 0 | 0 | 0 | 0 | 0 | 0 | 0 | 0
|  | 792 | 2 | 48 | 24 | 33 | 2 | 5 | 5 | -0.13 | 2.05 | 163 | 98059 | 3.537 | 0 | -148.5477 | 0.2 | 0 | 0 | 0 | 0 | 0 | 0 | 0 | 0 | 0 | 0 | 0 | 0 | 0 | 0 | 0 | 0 | 0 | 0
|  | 793 | 2 | 49 | 1 | 34 | 3 | 6 | 5 | -0.12 | 1.9 | 163 | 98078 | 3.546 | 0 | -174.2042 | 0.2 | 0 | 0 | 0 | 0 | 0 | 0 | 0 | 0 | 0 | 0 | 0 | 0 | 0 | 0 | 0 | 0 | 0 | 0
|  | 794 | 2 | 50 | 2 | 34 | 3 | 6 | 5 | -0.19 | 1.9 | 178 | 98131 | 3.506 | 0 | 159.0821 | 0.2 | 0 | 0 | 0 | 0 | 0 | 0 | 0 | 0 | 0 | 0 | 0 | 0 | 0 | 0 | 0 | 0 | 0 | 0
|  | 795 | 2 | 51 | 3 | 34 | 3 | 6 | 5 | -0.25 | 1.9 | 192 | 98183 | 3.47 | 0 | 136.2105 | 0.2 | 0 | 0 | 0 | 0 | 0 | 0 | 0 | 0 | 0 | 0 | 0 | 0 | 0 | 0 | 0 | 0 | 0 | 0
|  | 796 | 2 | 52 | 4 | 34 | 3 | 6 | 5 | -0.32 | 1.9 | 206 | 98236 | 3.431 | 0 | 118.3757 | 0.2 | 0 | 0 | 0 | 0 | 0 | 0 | 0 | 0 | 0 | 0 | 0 | 0 | 0 | 0 | 0 | 0 | 0 | 0
|  | 797 | 2 | 53 | 5 | 34 | 3 | 6 | 5 | -0.54 | 1.79 | 200 | 98242 | 3.377 | 0 | 104.1919 | 0.2 | 0 | 0 | 0 | 0 | 0 | 0 | 0 | 0 | 0 | 0 | 0 | 0 | 0 | 0 | 0 | 0 | 0 | 0
|  | 798 | 2 | 54 | 6 | 34 | 3 | 6 | 5 | -0.76 | 1.67 | 193 | 98249 | 3.324 | 0 | 92.1222 | 0.2 | 0 | 0 | 0 | 0 | 0 | 0 | 0 | 0 | 0 | 0 | 0 | 0 | 0 | 0 | 0 | 0 | 0 | 0
|  | 799 | 2 | 55 | 7 | 34 | 3 | 6 | 5 | -0.97 | 1.56 | 187 | 98255 | 3.274 | 0 | 81.0544 | 0.2 | 0 | 0 | 0 | 0 | 0 | 0 | 0 | 0 | 0 | 0 | 0 | 0 | 0 | 0 | 0 | 0 | 0 | 0
|  | 800 | 2 | 56 | 8 | 34 | 3 | 6 | 5 | 0.35 | 1.81 | 182 | 98275 | 3.576 | 0 | 70.2012 | 0.2 | 0 | 0 | 0 | 0 | 0 | 0 | 0 | 0 | 0 | 0 | 0 | 0 | 0 | 0 | 0 | 0 | 0 | 0
|  | 801 | 2 | 57 | 9 | 34 | 3 | 6 | 5 | 1.67 | 2.06 | 178 | 98295 | 3.902 | 3.9894 | 58.9602 | 0.2 | 0 | 0 | 0 | 0 | 0 | 0 | 0 | 0 | 0 | 0 | 0 | 0 | 0 | 0 | 0 | 0 | 0 | 0
|  | 802 | 2 | 58 | 10 | 34 | 3 | 6 | 5 | 2.99 | 2.32 | 174 | 98314 | 4.253 | 11.8985 | 46.8471 | 0.2 | 40.5895 | 40.5895 | 159.2667 | 40.5895 | 151.8514 | 40.5895 | 40.5895 | 40.5895 | 49.493 | 49.493 | 157.648 | 49.493 | 152.4045 | 49.493 | 49.493 | 49.493 | 82.713 | 48.436
|  | 803 | 2 | 59 | 11 | 34 | 3 | 6 | 5 | 4.83 | 1.71 | 158 | 98291 | 4.622 | 18.3012 | 33.5226 | 0.2 | 73.6195 | 73.6195 | 430.7673 | 73.6195 | 612.7488 | 73.6195 | 73.6195 | 73.6195 | 69.6978 | 69.6978 | 473.4817 | 69.6978 | 602.1621 | 69.6978 | 69.6978 | 69.6978 | 271.6773 | 57.7884
|  | 804 | 2 | 60 | 12 | 34 | 3 | 6 | 5 | 6.67 | 1.09 | 143 | 98268 | 5.002 | 22.6886 | 18.9147 | 0.2 | 98.9654 | 98.9654 | 233.3972 | 98.9654 | 491.2812 | 98.9654 | 98.9654 | 98.9654 | 114.3257 | 114.3257 | 331.9811 | 114.3257 | 514.3326 | 114.3257 | 141.8657 | 114.3257 | 285.7445 | 112.3652
|  | 805 | 2 | 61 | 13 | 34 | 3 | 6 | 5 | 8.51 | 0.48 | 127 | 98246 | 5.389 | 24.6089 | 3.3694 | 0.2 | 110.8531 | 110.8531 | 134.0476 | 110.8531 | 504.8096 | 110.8531 | 110.8531 | 110.8531 | 130.8602 | 130.8602 | 275.0734 | 130.8602 | 537.2417 | 130.8602 | 242.2714 | 130.8602 | 311.5106 | 130.7569
|  | 806 | 2 | 62 | 14 | 34 | 3 | 6 | 5 | 7.92 | 0.64 | 85 | 98249 | 5.336 | 23.8297 | -12.3625 | 0.2 | 83.2422 | 83.2422 | 83.2422 | 83.2422 | 903.2587 | 83.2422 | 262.972 | 83.2422 | 64.0829 | 64.0829 | 199.1725 | 64.0829 | 906.0999 | 64.0829 | 453.3489 | 64.0829 | 415.6527 | 44.8772
|  | 807 | 2 | 63 | 15 | 34 | 3 | 6 | 5 | 7.33 | 0.8 | 43 | 98252 | 5.277 | 20.4482 | -27.4397 | 0.2 | 84.5534 | 84.5534 | 84.5534 | 84.5534 | 750.2176 | 84.5534 | 430.1864 | 84.5534 | 77.1737 | 77.1737 | 77.1737 | 77.1737 | 745.6177 | 77.1737 | 519.3215 | 77.1737 | 342.8302 | 63.1718
|  | 808 | 2 | 64 | 16 | 34 | 3 | 6 | 5 | 6.74 | 0.95 | 2 | 98255 | 5.213 | 14.8429 | -41.3243 | 0.2 | 66.823 | 66.823 | 66.823 | 66.823 | 600.89 | 66.823 | 536.4144 | 66.823 | 64.8596 | 64.8596 | 64.8596 | 64.8596 | 575.7669 | 64.8596 | 530.1758 | 64.8596 | 243.8865 | 55.4214
|  | 809 | 2 | 65 | 17 | 34 | 3 | 6 | 5 | 5.03 | 1.13 | 1 | 98275 | 4.754 | 7.5156 | -53.9244 | 0.2 | 42.7799 | 42.7799 | 42.7799 | 42.7799 | 182.3567 | 42.7799 | 234.359 | 42.7799 | 56.4553 | 56.4553 | 56.4553 | 56.4553 | 177.2634 | 56.4553 | 214.0346 | 56.4553 | 91.241 | 59.9693
|  | 810 | 2 | 66 | 18 | 34 | 3 | 6 | 5 | 3.31 | 1.3 | 360 | 98295 | 4.324 | 0 | -65.4849 | 0.2 | 0 | 0 | 0 | 0 | 0 | 0 | 0 | 0 | 0 | 0 | 0 | 0 | 0 | 0 | 0 | 0 | 0 | 0
|  | 811 | 2 | 67 | 19 | 34 | 3 | 6 | 5 | 1.59 | 1.48 | 359 | 98314 | 3.922 | 0 | -76.4372 | 0.2 | 0 | 0 | 0 | 0 | 0 | 0 | 0 | 0 | 0 | 0 | 0 | 0 | 0 | 0 | 0 | 0 | 0 | 0
|  | 812 | 2 | 68 | 20 | 34 | 3 | 6 | 5 | 1.16 | 1.45 | 325 | 98334 | 3.856 | 0 | -87.3305 | 0.2 | 0 | 0 | 0 | 0 | 0 | 0 | 0 | 0 | 0 | 0 | 0 | 0 | 0 | 0 | 0 | 0 | 0 | 0
|  | 813 | 2 | 69 | 21 | 34 | 3 | 6 | 5 | 0.73 | 1.43 | 292 | 98354 | 3.791 | 0 | -98.8596 | 0.2 | 0 | 0 | 0 | 0 | 0 | 0 | 0 | 0 | 0 | 0 | 0 | 0 | 0 | 0 | 0 | 0 | 0 | 0
|  | 814 | 2 | 70 | 22 | 34 | 3 | 6 | 5 | 0.3 | 1.41 | 259 | 98373 | 3.726 | 0 | -111.9781 | 0.2 | 0 | 0 | 0 | 0 | 0 | 0 | 0 | 0 | 0 | 0 | 0 | 0 | 0 | 0 | 0 | 0 | 0 | 0
|  | 815 | 2 | 71 | 23 | 34 | 3 | 6 | 5 | 0.15 | 1.59 | 251 | 98380 | 3.72 | 0 | -128.0471 | 0.2 | 0 | 0 | 0 | 0 | 0 | 0 | 0 | 0 | 0 | 0 | 0 | 0 | 0 | 0 | 0 | 0 | 0 | 0
|  | 816 | 2 | 72 | 24 | 34 | 3 | 6 | 5 | 0.01 | 1.77 | 243 | 98386 | 3.717 | 0 | -148.6872 | 0.2 | 0 | 0 | 0 | 0 | 0 | 0 | 0 | 0 | 0 | 0 | 0 | 0 | 0 | 0 | 0 | 0 | 0 | 0
|  | 817 | 2 | 73 | 1 | 35 | 4 | 7 | 5 | -0.14 | 1.96 | 234 | 98393 | 3.711 | 0 | -174.1995 | 0.2 | 0 | 0 | 0 | 0 | 0 | 0 | 0 | 0 | 0 | 0 | 0 | 0 | 0 | 0 | 0 | 0 | 0 | 0
|  | 818 | 2 | 74 | 2 | 35 | 4 | 7 | 5 | -0.07 | 1.74 | 216 | 98370 | 3.73 | 0 | 159.2534 | 0.2 | 0 | 0 | 0 | 0 | 0 | 0 | 0 | 0 | 0 | 0 | 0 | 0 | 0 | 0 | 0 | 0 | 0 | 0
|  | 819 | 2 | 75 | 3 | 35 | 4 | 7 | 5 | -0.01 | 1.52 | 196 | 98347 | 3.748 | 0 | 136.4663 | 0.2 | 0 | 0 | 0 | 0 | 0 | 0 | 0 | 0 | 0 | 0 | 0 | 0 | 0 | 0 | 0 | 0 | 0 | 0
|  | 820 | 2 | 76 | 4 | 35 | 4 | 7 | 5 | 0.06 | 1.3 | 178 | 98324 | 3.768 | 0 | 118.6457 | 0.2 | 0 | 0 | 0 | 0 | 0 | 0 | 0 | 0 | 0 | 0 | 0 | 0 | 0 | 0 | 0 | 0 | 0 | 0
|  | 821 | 2 | 77 | 5 | 35 | 4 | 7 | 5 | 0.06 | 1.51 | 172 | 98308 | 3.768 | 0 | 104.4496 | 0.2 | 0 | 0 | 0 | 0 | 0 | 0 | 0 | 0 | 0 | 0 | 0 | 0 | 0 | 0 | 0 | 0 | 0 | 0
|  | 822 | 2 | 78 | 6 | 35 | 4 | 7 | 5 | 0.06 | 1.73 | 166 | 98291 | 3.767 | 0 | 92.3626 | 0.2 | 0 | 0 | 0 | 0 | 0 | 0 | 0 | 0 | 0 | 0 | 0 | 0 | 0 | 0 | 0 | 0 | 0 | 0
|  | 823 | 2 | 79 | 7 | 35 | 4 | 7 | 5 | 0.07 | 1.94 | 161 | 98275 | 3.77 | 0 | 81.2783 | 0.2 | 0 | 0 | 0 | 0 | 0 | 0 | 0 | 0 | 0 | 0 | 0 | 0 | 0 | 0 | 0 | 0 | 0 | 0
|  | 824 | 2 | 80 | 8 | 35 | 4 | 7 | 5 | 0.87 | 1.98 | 163 | 98275 | 3.966 | 0 | 70.4101 | 0.2 | 0 | 0 | 0 | 0 | 0 | 0 | 0 | 0 | 0 | 0 | 0 | 0 | 0 | 0 | 0 | 0 | 0 | 0
|  | 825 | 2 | 81 | 9 | 35 | 4 | 7 | 5 | 1.68 | 2.01 | 165 | 98275 | 4.175 | 4.2122 | 59.1529 | 0.2 | 0 | 0 | 0 | 0 | 0 | 0 | 0 | 0 | 0 | 0 | 0 | 0 | 0 | 0 | 0 | 0 | 0 | 0
|  | 826 | 2 | 82 | 10 | 35 | 4 | 7 | 5 | 2.49 | 2.04 | 167 | 98275 | 4.392 | 12.1402 | 47.0186 | 0.2 | 28.2043 | 28.2043 | 40.8526 | 28.2043 | 39.9914 | 28.2043 | 28.2043 | 28.2043 | 42.9489 | 42.9489 | 54.5224 | 42.9489 | 53.9134 | 42.9489 | 42.9489 | 42.9489 | 54.2219 | 50.5027
|  | 827 | 2 | 83 | 11 | 35 | 4 | 7 | 5 | 3.84 | 1.77 | 180 | 98242 | 4.765 | 18.5635 | 33.6631 | 0.2 | 39.814 | 39.814 | 41.817 | 39.814 | 42.8215 | 39.814 | 39.814 | 39.814 | 62.8566 | 62.8566 | 65.131 | 62.8566 | 65.8413 | 62.8566 | 62.8566 | 62.8566 | 77 | 75.7865
|  | 828 | 2 | 84 | 12 | 35 | 4 | 7 | 5 | 5.2 | 1.5 | 193 | 98209 | 5.167 | 22.9692 | 19.0104 | 0.2 | 82.4241 | 82.4241 | 114.8136 | 82.4241 | 176.4349 | 82.4241 | 82.4241 | 82.4241 | 120.4963 | 120.4963 | 173.1997 | 120.4963 | 216.7725 | 120.4963 | 127.3939 | 120.4963 | 181.6173 | 139.473
|  | 829 | 2 | 85 | 13 | 35 | 4 | 7 | 5 | 6.56 | 1.23 | 206 | 98177 | 5.595 | 24.901 | 3.4079 | 0.2 | 85.7032 | 85.7032 | 90.2748 | 85.7032 | 162.4735 | 85.7032 | 85.7032 | 85.7032 | 126.2279 | 126.2279 | 154.7045 | 126.2279 | 205.7566 | 126.2279 | 148.2392 | 126.2279 | 182.0337 | 146.3333
|  | 830 | 2 | 86 | 14 | 35 | 4 | 7 | 5 | 6.81 | 1.37 | 210 | 98147 | 5.664 | 24.1232 | -12.3851 | 0.2 | 88.9413 | 88.9413 | 88.9413 | 88.9413 | 182.848 | 88.9413 | 109.5624 | 88.9413 | 130.1705 | 130.1705 | 146.033 | 130.1705 | 227.0164 | 130.1705 | 175.1957 | 130.1705 | 193.6561 | 150.6021
|  | 831 | 2 | 87 | 15 | 35 | 4 | 7 | 5 | 7.06 | 1.52 | 213 | 98118 | 5.734 | 20.7335 | -27.5162 | 0.2 | 88.8318 | 88.8318 | 88.8318 | 88.8318 | 249.7751 | 88.8318 | 172.6714 | 88.8318 | 122.5335 | 122.5335 | 122.5335 | 122.5335 | 284.9114 | 122.5335 | 230.3909 | 122.5335 | 205.1269 | 136.4332
|  | 832 | 2 | 88 | 16 | 35 | 4 | 7 | 5 | 7.31 | 1.67 | 217 | 98088 | 5.803 | 15.1143 | -41.4417 | 0.2 | 35.9389 | 35.9389 | 35.9389 | 35.9389 | 40.4343 | 35.9389 | 39.9079 | 35.9389 | 56.7033 | 56.7033 | 56.7033 | 56.7033 | 61.0273 | 56.7033 | 60.6551 | 56.7033 | 70 | 68.3803
|  | 833 | 2 | 89 | 17 | 35 | 4 | 7 | 5 | 5.91 | 1.95 | 201 | 98098 | 5.354 | 7.7718 | -54.0704 | 0.2 | 27.9584 | 27.9584 | 27.9584 | 27.9584 | 55.0609 | 27.9584 | 65.3584 | 27.9584 | 42.1806 | 42.1806 | 42.1806 | 42.1806 | 65.8024 | 42.1806 | 73.0838 | 42.1806 | 55.7438 | 49.44
|  | 834 | 2 | 90 | 18 | 35 | 4 | 7 | 5 | 4.51 | 2.23 | 185 | 98108 | 4.932 | 0 | -65.6514 | 0.2 | 0 | 0 | 0 | 0 | 0 | 0 | 0 | 0 | 0 | 0 | 0 | 0 | 0 | 0 | 0 | 0 | 0 | 0
|  | 835 | 2 | 91 | 19 | 35 | 4 | 7 | 5 | 3.1 | 2.51 | 169 | 98118 | 4.535 | 0 | -76.62 | 0.2 | 0 | 0 | 0 | 0 | 0 | 0 | 0 | 0 | 0 | 0 | 0 | 0 | 0 | 0 | 0 | 0 | 0 | 0
|  | 836 | 2 | 92 | 20 | 35 | 4 | 7 | 5 | 1.75 | 2.44 | 166 | 98128 | 4.108 | 0 | -87.5281 | 0.2 | 0 | 0 | 0 | 0 | 0 | 0 | 0 | 0 | 0 | 0 | 0 | 0 | 0 | 0 | 0 | 0 | 0 | 0
|  | 837 | 2 | 93 | 21 | 35 | 4 | 7 | 5 | 0.4 | 2.37 | 163 | 98137 | 3.718 | 0 | -99.0711 | 0.2 | 0 | 0 | 0 | 0 | 0 | 0 | 0 | 0 | 0 | 0 | 0 | 0 | 0 | 0 | 0 | 0 | 0 | 0
|  | 838 | 2 | 94 | 22 | 35 | 4 | 7 | 5 | -0.95 | 2.3 | 161 | 98147 | 3.361 | 0 | -112.1984 | 0.2 | 0 | 0 | 0 | 0 | 0 | 0 | 0 | 0 | 0 | 0 | 0 | 0 | 0 | 0 | 0 | 0 | 0 | 0
|  | 839 | 2 | 95 | 23 | 35 | 4 | 7 | 5 | -1.66 | 2.54 | 159 | 98134 | 3.178 | 0 | -128.2566 | 0.2 | 0 | 0 | 0 | 0 | 0 | 0 | 0 | 0 | 0 | 0 | 0 | 0 | 0 | 0 | 0 | 0 | 0 | 0
|  | 840 | 2 | 96 | 24 | 35 | 4 | 7 | 5 | -2.38 | 2.77 | 157 | 98121 | 3.002 | 0 | -148.8318 | 0.2 | 0 | 0 | 0 | 0 | 0 | 0 | 0 | 0 | 0 | 0 | 0 | 0 | 0 | 0 | 0 | 0 | 0 | 0
|  | 841 | 2 | 97 | 1 | 36 | 5 | 1 | 6 | -3.09 | 3.01 | 155 | 98108 | 2.836 | 0 | -174.2003 | 0.2 | 0 | 0 | 0 | 0 | 0 | 0 | 0 | 0 | 0 | 0 | 0 | 0 | 0 | 0 | 0 | 0 | 0 | 0
|  | 842 | 2 | 98 | 2 | 36 | 5 | 1 | 6 | -2.97 | 3.06 | 152 | 98072 | 2.86 | 0 | 159.4198 | 0.2 | 0 | 0 | 0 | 0 | 0 | 0 | 0 | 0 | 0 | 0 | 0 | 0 | 0 | 0 | 0 | 0 | 0 | 0
|  | 843 | 2 | 99 | 3 | 36 | 5 | 1 | 6 | -2.85 | 3.12 | 148 | 98036 | 2.883 | 0 | 136.7193 | 0.2 | 0 | 0 | 0 | 0 | 0 | 0 | 0 | 0 | 0 | 0 | 0 | 0 | 0 | 0 | 0 | 0 | 0 | 0
|  | 844 | 2 | 100 | 4 | 36 | 5 | 1 | 6 | -2.73 | 3.17 | 145 | 98000 | 2.906 | 0 | 118.9149 | 0.2 | 0 | 0 | 0 | 0 | 0 | 0 | 0 | 0 | 0 | 0 | 0 | 0 | 0 | 0 | 0 | 0 | 0 | 0
|  | 845 | 2 | 101 | 5 | 36 | 5 | 1 | 6 | -2.85 | 3.26 | 149 | 97990 | 2.879 | 0 | 104.7077 | 0.2 | 0 | 0 | 0 | 0 | 0 | 0 | 0 | 0 | 0 | 0 | 0 | 0 | 0 | 0 | 0 | 0 | 0 | 0
|  | 846 | 2 | 102 | 6 | 36 | 5 | 1 | 6 | -2.96 | 3.36 | 154 | 97980 | 2.855 | 0 | 92.6037 | 0.2 | 0 | 0 | 0 | 0 | 0 | 0 | 0 | 0 | 0 | 0 | 0 | 0 | 0 | 0 | 0 | 0 | 0 | 0
|  | 847 | 2 | 103 | 7 | 36 | 5 | 1 | 6 | -3.07 | 3.45 | 158 | 97970 | 2.831 | 0 | 81.5033 | 0.2 | 0 | 0 | 0 | 0 | 0 | 0 | 0 | 0 | 0 | 0 | 0 | 0 | 0 | 0 | 0 | 0 | 0 | 0
|  | 848 | 2 | 104 | 8 | 36 | 5 | 1 | 6 | -0.95 | 3.63 | 164 | 98010 | 3.276 | 0 | 70.62 | 0.2 | 0 | 0 | 0 | 0 | 0 | 0 | 0 | 0 | 0 | 0 | 0 | 0 | 0 | 0 | 0 | 0 | 0 | 0
|  | 849 | 2 | 105 | 9 | 36 | 5 | 1 | 6 | 1.18 | 3.81 | 169 | 98049 | 3.783 | 4.4403 | 59.3464 | 0.2 | 0 | 0 | 0 | 0 | 0 | 0 | 0 | 0 | 0 | 0 | 0 | 0 | 0 | 0 | 0 | 0 | 0 | 0
|  | 850 | 2 | 106 | 10 | 36 | 5 | 1 | 6 | 3.31 | 3.99 | 175 | 98088 | 4.357 | 12.3872 | 47.1907 | 0.2 | 53.236 | 53.236 | 312.49 | 53.236 | 293.3862 | 53.236 | 53.236 | 53.236 | 59.493 | 59.493 | 297.6956 | 59.493 | 284.1871 | 59.493 | 59.493 | 59.493 | 132.272 | 54.6566
|  | 851 | 2 | 107 | 11 | 36 | 5 | 1 | 6 | 4.46 | 3.91 | 182 | 98078 | 4.663 | 18.8311 | 33.8034 | 0.2 | 22.3381 | 22.3381 | 22.3381 | 22.3381 | 22.3381 | 22.3381 | 22.3381 | 22.3381 | 35.5143 | 35.5143 | 35.5143 | 35.5143 | 35.5143 | 35.5143 | 35.5143 | 35.5143 | 43 | 43
|  | 852 | 2 | 108 | 12 | 36 | 5 | 1 | 6 | 5.61 | 3.84 | 190 | 98069 | 4.986 | 23.2551 | 19.1049 | 0.2 | 26.0427 | 26.0427 | 26.0427 | 26.0427 | 26.0427 | 26.0427 | 26.0427 | 26.0427 | 41.3439 | 41.3439 | 41.3439 | 41.3439 | 41.3439 | 41.3439 | 41.3439 | 41.3439 | 50 | 50
|  | 853 | 2 | 109 | 13 | 36 | 5 | 1 | 6 | 6.76 | 3.77 | 197 | 98059 | 5.327 | 25.198 | 3.444 | 0.2 | 64.4025 | 64.4025 | 65.1574 | 64.4025 | 76.9461 | 64.4025 | 64.4025 | 64.4025 | 100.8225 | 100.8225 | 105.5373 | 100.8225 | 113.8732 | 100.8225 | 104.4697 | 100.8225 | 127 | 121.0873
|  | 854 | 2 | 110 | 14 | 36 | 5 | 1 | 6 | 7.48 | 3.46 | 194 | 98052 | 5.386 | 24.421 | -12.4114 | 0.2 | 76.0674 | 76.0674 | 76.0674 | 76.0674 | 105.1629 | 76.0674 | 82.4705 | 76.0674 | 118.0778 | 118.0778 | 123.1154 | 118.0778 | 148.2166 | 118.0778 | 132.1707 | 118.0778 | 154.9432 | 141.4159
|  | 855 | 2 | 111 | 15 | 36 | 5 | 1 | 6 | 8.2 | 3.15 | 191 | 98046 | 5.436 | 21.0226 | -27.5972 | 0.2 | 81.9925 | 81.9925 | 81.9925 | 81.9925 | 180.1566 | 81.9925 | 133.3054 | 81.9925 | 119.7287 | 119.7287 | 119.7287 | 119.7287 | 219.2423 | 119.7287 | 186.1135 | 119.7287 | 181.0723 | 138.503
|  | 856 | 2 | 112 | 16 | 36 | 5 | 1 | 6 | 8.92 | 2.84 | 188 | 98039 | 5.475 | 15.3889 | -41.564 | 0.2 | 68.3377 | 68.3377 | 68.3377 | 68.3377 | 611.866 | 68.3377 | 550.2945 | 68.3377 | 65.2872 | 65.2872 | 65.2872 | 65.2872 | 590.9996 | 65.2872 | 547.462 | 65.2872 | 254.9961 | 55.0549
|  | 857 | 2 | 113 | 17 | 36 | 5 | 1 | 6 | 7.49 | 2.87 | 182 | 98049 | 5.209 | 8.0304 | -54.2215 | 0.2 | 27.6312 | 27.6312 | 27.6312 | 27.6312 | 51.5502 | 27.6312 | 60.8219 | 27.6312 | 41.7589 | 41.7589 | 41.7589 | 41.7589 | 62.7535 | 41.7589 | 69.3096 | 41.7589 | 54.7488 | 48.9769
|  | 858 | 2 | 114 | 18 | 36 | 5 | 1 | 6 | 6.05 | 2.9 | 175 | 98059 | 4.936 | 0 | -65.8228 | 0.2 | 3.0999 | 3.0999 | 3.0999 | 3.0999 | 3.0999 | 3.0999 | 3.0999 | 3.0999 | 4.9434 | 4.9434 | 4.9434 | 4.9434 | 4.9434 | 4.9434 | 4.9434 | 4.9434 | 6 | 6
|  | 859 | 2 | 115 | 19 | 36 | 5 | 1 | 6 | 4.61 | 2.92 | 169 | 98069 | 4.662 | 0 | -76.8077 | 0.2 | 0 | 0 | 0 | 0 | 0 | 0 | 0 | 0 | 0 | 0 | 0 | 0 | 0 | 0 | 0 | 0 | 0 | 0
|  | 860 | 2 | 116 | 20 | 36 | 5 | 1 | 6 | 4.09 | 2.81 | 167 | 98062 | 4.517 | 0 | -87.7307 | 0.2 | 0 | 0 | 0 | 0 | 0 | 0 | 0 | 0 | 0 | 0 | 0 | 0 | 0 | 0 | 0 | 0 | 0 | 0
|  | 861 | 2 | 117 | 21 | 36 | 5 | 1 | 6 | 3.56 | 2.7 | 164 | 98055 | 4.373 | 0 | -99.2875 | 0.2 | 0 | 0 | 0 | 0 | 0 | 0 | 0 | 0 | 0 | 0 | 0 | 0 | 0 | 0 | 0 | 0 | 0 | 0
|  | 862 | 2 | 118 | 22 | 36 | 5 | 1 | 6 | 3.04 | 2.59 | 162 | 98049 | 4.236 | 0 | -112.4237 | 0.2 | 0 | 0 | 0 | 0 | 0 | 0 | 0 | 0 | 0 | 0 | 0 | 0 | 0 | 0 | 0 | 0 | 0 | 0
|  | 863 | 2 | 119 | 23 | 36 | 5 | 1 | 6 | 2.93 | 2.37 | 162 | 98026 | 4.216 | 0 | -128.4712 | 0.2 | 0 | 0 | 0 | 0 | 0 | 0 | 0 | 0 | 0 | 0 | 0 | 0 | 0 | 0 | 0 | 0 | 0 | 0
|  | 864 | 2 | 120 | 24 | 36 | 5 | 1 | 6 | 2.82 | 2.14 | 162 | 98003 | 4.198 | 0 | -148.9815 | 0.2 | 0 | 0 | 0 | 0 | 0 | 0 | 0 | 0 | 0 | 0 | 0 | 0 | 0 | 0 | 0 | 0 | 0 | 0
|  | 865 | 2 | 121 | 1 | 37 | 6 | 2 | 6 | 2.71 | 1.92 | 162 | 97980 | 4.178 | 0 | -174.2064 | 0.2 | 0 | 0 | 0 | 0 | 0 | 0 | 0 | 0 | 0 | 0 | 0 | 0 | 0 | 0 | 0 | 0 | 0 | 0
|  | 866 | 2 | 122 | 2 | 37 | 6 | 2 | 6 | 3.11 | 1.88 | 172 | 97977 | 4.444 | 0 | 159.5812 | 0.2 | 0 | 0 | 0 | 0 | 0 | 0 | 0 | 0 | 0 | 0 | 0 | 0 | 0 | 0 | 0 | 0 | 0 | 0
|  | 867 | 2 | 123 | 3 | 37 | 6 | 2 | 6 | 3.52 | 1.84 | 182 | 97974 | 4.724 | 0 | 136.9694 | 0.2 | 0 | 0 | 0 | 0 | 0 | 0 | 0 | 0 | 0 | 0 | 0 | 0 | 0 | 0 | 0 | 0 | 0 | 0
|  | 868 | 2 | 124 | 4 | 37 | 6 | 2 | 6 | 3.92 | 1.81 | 192 | 97970 | 5.014 | 0 | 119.1831 | 0.2 | 0 | 0 | 0 | 0 | 0 | 0 | 0 | 0 | 0 | 0 | 0 | 0 | 0 | 0 | 0 | 0 | 0 | 0
|  | 869 | 2 | 125 | 5 | 37 | 6 | 2 | 6 | 3.87 | 1.77 | 184 | 97931 | 4.994 | 0 | 104.9659 | 0.2 | 0 | 0 | 0 | 0 | 0 | 0 | 0 | 0 | 0 | 0 | 0 | 0 | 0 | 0 | 0 | 0 | 0 | 0
|  | 870 | 2 | 126 | 6 | 37 | 6 | 2 | 6 | 3.83 | 1.72 | 176 | 97892 | 4.978 | 0 | 92.8456 | 0.2 | 0 | 0 | 0 | 0 | 0 | 0 | 0 | 0 | 0 | 0 | 0 | 0 | 0 | 0 | 0 | 0 | 0 | 0
|  | 871 | 2 | 127 | 7 | 37 | 6 | 2 | 6 | 3.79 | 1.68 | 169 | 97852 | 4.962 | 0 | 81.7293 | 0.2 | 0 | 0 | 0 | 0 | 0 | 0 | 0 | 0 | 0 | 0 | 0 | 0 | 0 | 0 | 0 | 0 | 0 | 0
|  | 872 | 2 | 128 | 8 | 37 | 6 | 2 | 6 | 4.42 | 2.13 | 160 | 97820 | 5.171 | 0 | 70.8308 | 0.2 | 0 | 0 | 0 | 0 | 0 | 0 | 0 | 0 | 0 | 0 | 0 | 0 | 0 | 0 | 0 | 0 | 0 | 0
|  | 873 | 2 | 129 | 9 | 37 | 6 | 2 | 6 | 5.05 | 2.58 | 151 | 97787 | 5.387 | 4.6737 | 59.5408 | 0.2 | 0 | 0 | 0 | 0 | 0 | 0 | 0 | 0 | 0 | 0 | 0 | 0 | 0 | 0 | 0 | 0 | 0 | 0
|  | 874 | 2 | 130 | 10 | 37 | 6 | 2 | 6 | 5.69 | 3.03 | 142 | 97754 | 5.615 | 12.6395 | 47.3632 | 0.2 | 35.529 | 35.529 | 80.1104 | 35.529 | 76.5766 | 35.529 | 35.529 | 35.529 | 50.3592 | 50.3592 | 91.4924 | 50.3592 | 88.9936 | 50.3592 | 50.3592 | 50.3592 | 69.849 | 56.2593
|  | 875 | 2 | 131 | 11 | 37 | 6 | 2 | 6 | 6.55 | 2.71 | 142 | 97685 | 5.831 | 19.1039 | 33.9436 | 0.2 | 43.7018 | 43.7018 | 46.9729 | 43.7018 | 48.5617 | 43.7018 | 43.7018 | 43.7018 | 68.8665 | 68.8665 | 72.6143 | 68.8665 | 73.7377 | 68.8665 | 68.8665 | 68.8665 | 85 | 82.971
|  | 876 | 2 | 132 | 12 | 37 | 6 | 2 | 6 | 7.42 | 2.39 | 142 | 97616 | 6.054 | 23.5461 | 19.1982 | 0.2 | 71.0745 | 71.0745 | 80.7913 | 71.0745 | 98.9801 | 71.0745 | 71.0745 | 71.0745 | 110.368 | 110.368 | 126.3438 | 110.368 | 139.2053 | 110.368 | 112.6022 | 110.368 | 145.12 | 132.2435
|  | 877 | 2 | 133 | 13 | 37 | 6 | 2 | 6 | 8.29 | 2.07 | 143 | 97548 | 6.279 | 25.4998 | 3.4775 | 0.2 | 85.7183 | 85.7183 | 89.9434 | 85.7183 | 155.2456 | 85.7183 | 85.7183 | 85.7183 | 126.5567 | 126.5567 | 153.0371 | 126.5567 | 199.2127 | 126.5567 | 147.0619 | 126.5567 | 180.0271 | 146.8034
|  | 878 | 2 | 134 | 14 | 37 | 6 | 2 | 6 | 7.79 | 1.79 | 162 | 97534 | 6.178 | 24.7231 | -12.4414 | 0.2 | 77.0359 | 77.0359 | 77.0359 | 77.0359 | 106.2479 | 77.0359 | 83.4807 | 77.0359 | 119.5573 | 119.5573 | 124.7396 | 119.5573 | 149.9528 | 119.5573 | 133.8539 | 119.5573 | 156.9448 | 143.171
|  | 879 | 2 | 135 | 15 | 37 | 6 | 2 | 6 | 7.3 | 1.51 | 181 | 97521 | 6.08 | 21.3152 | -27.6829 | 0.2 | 82.9293 | 82.9293 | 82.9293 | 82.9293 | 180.5588 | 82.9293 | 134.1487 | 82.9293 | 121.0868 | 121.0868 | 121.0868 | 121.0868 | 220.5397 | 121.0868 | 187.7228 | 121.0868 | 183.0787 | 140.0605
|  | 880 | 2 | 136 | 16 | 37 | 6 | 2 | 6 | 6.81 | 1.23 | 200 | 97508 | 5.982 | 15.6663 | -41.6913 | 0.2 | 58.3445 | 58.3445 | 58.3445 | 58.3445 | 116.0076 | 58.3445 | 109.7047 | 58.3445 | 86.5533 | 86.5533 | 86.5533 | 86.5533 | 142.6408 | 86.5533 | 138.184 | 86.5533 | 122.3908 | 100.7342
|  | 881 | 2 | 137 | 17 | 37 | 6 | 2 | 6 | 6.15 | 1.18 | 168 | 97479 | 5.813 | 8.2915 | -54.3776 | 0.2 | 20.1239 | 20.1239 | 20.1239 | 20.1239 | 21.9548 | 20.1239 | 22.6791 | 20.1239 | 31.8853 | 31.8853 | 31.8853 | 31.8853 | 33.5038 | 31.8853 | 34.016 | 31.8853 | 39 | 38.5419
|  | 882 | 2 | 138 | 18 | 37 | 6 | 2 | 6 | 5.48 | 1.14 | 135 | 97449 | 5.642 | 0 | -65.9993 | 0.2 | 1.0184 | 1.0184 | 1.0184 | 1.0184 | 1.0184 | 1.0184 | 1.0184 | 1.0184 | 1.6372 | 1.6372 | 1.6372 | 1.6372 | 1.6372 | 1.6372 | 1.6372 | 1.6372 | 2 | 2
|  | 883 | 2 | 139 | 19 | 37 | 6 | 2 | 6 | 4.81 | 1.09 | 102 | 97420 | 5.474 | 0 | -77.0003 | 0.2 | 0 | 0 | 0 | 0 | 0 | 0 | 0 | 0 | 0 | 0 | 0 | 0 | 0 | 0 | 0 | 0 | 0 | 0
|  | 884 | 2 | 140 | 20 | 37 | 6 | 2 | 6 | 4.14 | 1.15 | 108 | 97387 | 5.237 | 0 | -87.9381 | 0.2 | 0 | 0 | 0 | 0 | 0 | 0 | 0 | 0 | 0 | 0 | 0 | 0 | 0 | 0 | 0 | 0 | 0 | 0
|  | 885 | 2 | 141 | 21 | 37 | 6 | 2 | 6 | 3.47 | 1.22 | 114 | 97354 | 5.008 | 0 | -99.5088 | 0.2 | 0 | 0 | 0 | 0 | 0 | 0 | 0 | 0 | 0 | 0 | 0 | 0 | 0 | 0 | 0 | 0 | 0 | 0
|  | 886 | 2 | 142 | 22 | 37 | 6 | 2 | 6 | 2.8 | 1.28 | 120 | 97321 | 4.788 | 0 | -112.654 | 0.2 | 0 | 0 | 0 | 0 | 0 | 0 | 0 | 0 | 0 | 0 | 0 | 0 | 0 | 0 | 0 | 0 | 0 | 0
|  | 887 | 2 | 143 | 23 | 37 | 6 | 2 | 6 | 2.4 | 0.99 | 149 | 97289 | 4.655 | 0 | -128.6906 | 0.2 | 0 | 0 | 0 | 0 | 0 | 0 | 0 | 0 | 0 | 0 | 0 | 0 | 0 | 0 | 0 | 0 | 0 | 0
|  | 888 | 2 | 144 | 24 | 37 | 6 | 2 | 6 | 1.99 | 0.69 | 178 | 97256 | 4.521 | 0 | -149.1361 | 0.2 | 0 | 0 | 0 | 0 | 0 | 0 | 0 | 0 | 0 | 0 | 0 | 0 | 0 | 0 | 0 | 0 | 0 | 0
|  | 889 | 2 | 145 | 1 | 38 | 7 | 3 | 6 | 1.59 | 0.4 | 207 | 97223 | 4.394 | 0 | -174.2179 | 0.2 | 0 | 0 | 0 | 0 | 0 | 0 | 0 | 0 | 0 | 0 | 0 | 0 | 0 | 0 | 0 | 0 | 0 | 0
|  | 890 | 2 | 146 | 2 | 38 | 7 | 3 | 6 | 1.81 | 0.75 | 215 | 97226 | 4.464 | 0 | 159.7376 | 0.2 | 0 | 0 | 0 | 0 | 0 | 0 | 0 | 0 | 0 | 0 | 0 | 0 | 0 | 0 | 0 | 0 | 0 | 0
|  | 891 | 2 | 147 | 3 | 38 | 7 | 3 | 6 | 2.02 | 1.1 | 224 | 97230 | 4.532 | 0 | 137.2165 | 0.2 | 0 | 0 | 0 | 0 | 0 | 0 | 0 | 0 | 0 | 0 | 0 | 0 | 0 | 0 | 0 | 0 | 0 | 0
|  | 892 | 2 | 148 | 4 | 38 | 7 | 3 | 6 | 2.24 | 1.45 | 232 | 97233 | 4.604 | 0 | 119.4501 | 0.2 | 0 | 0 | 0 | 0 | 0 | 0 | 0 | 0 | 0 | 0 | 0 | 0 | 0 | 0 | 0 | 0 | 0 | 0
|  | 893 | 2 | 149 | 5 | 38 | 7 | 3 | 6 | 2.14 | 1.49 | 237 | 97223 | 4.574 | 0 | 105.224 | 0.2 | 0 | 0 | 0 | 0 | 0 | 0 | 0 | 0 | 0 | 0 | 0 | 0 | 0 | 0 | 0 | 0 | 0 | 0
|  | 894 | 2 | 150 | 6 | 38 | 7 | 3 | 6 | 2.04 | 1.52 | 242 | 97213 | 4.543 | 0 | 93.088 | 0.2 | 0 | 0 | 0 | 0 | 0 | 0 | 0 | 0 | 0 | 0 | 0 | 0 | 0 | 0 | 0 | 0 | 0 | 0
|  | 895 | 2 | 151 | 7 | 38 | 7 | 3 | 6 | 1.94 | 1.56 | 246 | 97203 | 4.513 | 0 | 81.956 | 0.2 | 0 | 0 | 0 | 0 | 0 | 0 | 0 | 0 | 0 | 0 | 0 | 0 | 0 | 0 | 0 | 0 | 0 | 0
|  | 896 | 2 | 152 | 8 | 38 | 7 | 3 | 6 | 2.29 | 1.73 | 251 | 97210 | 4.619 | 0 | 71.0425 | 0.2 | 0 | 0 | 0 | 0 | 0 | 0 | 0 | 0 | 0 | 0 | 0 | 0 | 0 | 0 | 0 | 0 | 0 | 0
|  | 897 | 2 | 153 | 9 | 38 | 7 | 3 | 6 | 2.65 | 1.91 | 255 | 97217 | 4.731 | 4.9123 | 59.7359 | 0.2 | 0 | 0 | 0 | 0 | 0 | 0 | 0 | 0 | 0 | 0 | 0 | 0 | 0 | 0 | 0 | 0 | 0 | 0
|  | 898 | 2 | 154 | 10 | 38 | 7 | 3 | 6 | 3.01 | 2.08 | 259 | 97223 | 4.846 | 12.897 | 47.5361 | 0.2 | 42.1557 | 42.1557 | 133.189 | 42.1557 | 125.467 | 42.1557 | 42.1557 | 42.1557 | 55.6125 | 55.6125 | 139.9626 | 55.6125 | 134.5023 | 55.6125 | 55.6125 | 55.6125 | 87.0773 | 58.8215
|  | 899 | 2 | 155 | 11 | 38 | 7 | 3 | 6 | 3.01 | 2.18 | 260 | 97223 | 4.849 | 19.3819 | 34.0835 | 0.2 | 40.4023 | 40.4023 | 42.1277 | 40.4023 | 42.9523 | 40.4023 | 40.4023 | 40.4023 | 63.7963 | 63.7963 | 65.7823 | 63.7963 | 66.3653 | 63.7963 | 63.7963 | 63.7963 | 78 | 76.9168
|  | 900 | 2 | 156 | 12 | 38 | 7 | 3 | 6 | 3.01 | 2.28 | 260 | 97223 | 4.851 | 23.8421 | 19.2903 | 0.2 | 17.6428 | 17.6428 | 17.6428 | 17.6428 | 17.6428 | 17.6428 | 17.6428 | 17.6428 | 28.067 | 28.067 | 28.067 | 28.067 | 28.067 | 28.067 | 28.067 | 28.067 | 34 | 34
|  | 901 | 2 | 157 | 13 | 38 | 7 | 3 | 6 | 3.02 | 2.37 | 261 | 97223 | 4.858 | 25.8063 | 3.5085 | 0.2 | 87.1538 | 87.1538 | 91.5906 | 87.1538 | 159.5189 | 87.1538 | 87.1538 | 87.1538 | 128.4904 | 128.4904 | 156.4176 | 128.4904 | 204.4502 | 128.4904 | 150.143 | 128.4904 | 184.0306 | 148.9723
|  | 902 | 2 | 158 | 14 | 38 | 7 | 3 | 6 | 3.44 | 2.45 | 258 | 97253 | 4.986 | 25.0294 | -12.4751 | 0.2 | 20.2712 | 20.2712 | 20.2712 | 20.2712 | 20.2712 | 20.2712 | 20.2712 | 20.2712 | 32.2185 | 32.2185 | 32.2185 | 32.2185 | 32.2185 | 32.2185 | 32.2185 | 32.2185 | 39 | 39
|  | 903 | 2 | 159 | 15 | 38 | 7 | 3 | 6 | 3.87 | 2.53 | 254 | 97282 | 5.12 | 21.6113 | -27.7731 | 0.2 | 66.7306 | 66.7306 | 66.7306 | 66.7306 | 89.819 | 66.7306 | 78.8899 | 66.7306 | 103.8954 | 103.8954 | 103.8954 | 103.8954 | 127.5311 | 103.8954 | 119.8031 | 103.8954 | 134.9355 | 124.598
|  | 904 | 2 | 160 | 16 | 38 | 7 | 3 | 6 | 4.3 | 2.61 | 250 | 97312 | 5.258 | 15.9465 | -41.8236 | 0.2 | 21.8146 | 21.8146 | 21.8146 | 21.8146 | 21.8146 | 21.8146 | 21.8146 | 21.8146 | 34.6855 | 34.6855 | 34.6855 | 34.6855 | 34.6855 | 34.6855 | 34.6855 | 34.6855 | 42 | 42
|  | 905 | 2 | 161 | 17 | 38 | 7 | 3 | 6 | 4.01 | 2.43 | 253 | 97361 | 5.163 | 8.5548 | -54.5387 | 0.2 | 47.2873 | 47.2873 | 47.2873 | 47.2873 | 170.1664 | 47.2873 | 219.8036 | 47.2873 | 62.6474 | 62.6474 | 62.6474 | 62.6474 | 172.0655 | 62.6474 | 207.1643 | 62.6474 | 98.4367 | 66.5752
|  | 906 | 2 | 162 | 18 | 38 | 7 | 3 | 6 | 3.72 | 2.25 | 255 | 97410 | 5.071 | 0 | -66.1806 | 0.2 | 7.6126 | 7.6126 | 7.6126 | 7.6126 | 25.6768 | 7.6126 | 48.5323 | 7.6126 | 10.2262 | 10.2262 | 10.2262 | 10.2262 | 22.966 | 10.2262 | 39.1272 | 10.2262 | 10.7636 | 10.7636
|  | 907 | 2 | 163 | 19 | 38 | 7 | 3 | 6 | 3.42 | 2.07 | 258 | 97459 | 4.976 | 0 | -77.1978 | 0.2 | 0 | 0 | 0 | 0 | 0 | 0 | 0 | 0 | 0 | 0 | 0 | 0 | 0 | 0 | 0 | 0 | 0 | 0
|  | 908 | 2 | 164 | 20 | 38 | 7 | 3 | 6 | 3.26 | 2.03 | 263 | 97525 | 4.915 | 0 | -88.1503 | 0.2 | 0 | 0 | 0 | 0 | 0 | 0 | 0 | 0 | 0 | 0 | 0 | 0 | 0 | 0 | 0 | 0 | 0 | 0
|  | 909 | 2 | 165 | 21 | 38 | 7 | 3 | 6 | 3.11 | 2 | 268 | 97590 | 4.86 | 0 | -99.7349 | 0.2 | 0 | 0 | 0 | 0 | 0 | 0 | 0 | 0 | 0 | 0 | 0 | 0 | 0 | 0 | 0 | 0 | 0 | 0
|  | 910 | 2 | 166 | 22 | 38 | 7 | 3 | 6 | 2.95 | 1.96 | 273 | 97656 | 4.801 | 0 | -112.8889 | 0.2 | 0 | 0 | 0 | 0 | 0 | 0 | 0 | 0 | 0 | 0 | 0 | 0 | 0 | 0 | 0 | 0 | 0 | 0
|  | 911 | 2 | 167 | 23 | 38 | 7 | 3 | 6 | 2.86 | 2.15 | 283 | 97744 | 4.75 | 0 | -128.9147 | 0.2 | 0 | 0 | 0 | 0 | 0 | 0 | 0 | 0 | 0 | 0 | 0 | 0 | 0 | 0 | 0 | 0 | 0 | 0
|  | 912 | 2 | 168 | 24 | 38 | 7 | 3 | 6 | 2.78 | 2.34 | 293 | 97833 | 4.703 | 0 | -149.2955 | 0.2 | 0 | 0 | 0 | 0 | 0 | 0 | 0 | 0 | 0 | 0 | 0 | 0 | 0 | 0 | 0 | 0 | 0 | 0
|  | 913 | 2 | 169 | 1 | 39 | 8 | 4 | 6 | 2.69 | 2.54 | 303 | 97921 | 4.653 | 0 | -174.2346 | 0.2 | 0 | 0 | 0 | 0 | 0 | 0 | 0 | 0 | 0 | 0 | 0 | 0 | 0 | 0 | 0 | 0 | 0 | 0
|  | 914 | 2 | 170 | 2 | 39 | 8 | 4 | 6 | 2.46 | 2.77 | 306 | 98033 | 4.559 | 0 | 159.889 | 0.2 | 0 | 0 | 0 | 0 | 0 | 0 | 0 | 0 | 0 | 0 | 0 | 0 | 0 | 0 | 0 | 0 | 0 | 0
|  | 915 | 2 | 171 | 3 | 39 | 8 | 4 | 6 | 2.23 | 3 | 310 | 98144 | 4.467 | 0 | 137.4603 | 0.2 | 0 | 0 | 0 | 0 | 0 | 0 | 0 | 0 | 0 | 0 | 0 | 0 | 0 | 0 | 0 | 0 | 0 | 0
|  | 916 | 2 | 172 | 4 | 39 | 8 | 4 | 6 | 2 | 3.23 | 313 | 98255 | 4.377 | 0 | 119.7158 | 0.2 | 0 | 0 | 0 | 0 | 0 | 0 | 0 | 0 | 0 | 0 | 0 | 0 | 0 | 0 | 0 | 0 | 0 | 0
|  | 917 | 2 | 173 | 5 | 39 | 8 | 4 | 6 | 1.72 | 3.31 | 313 | 98341 | 4.266 | 0 | 105.482 | 0.2 | 0 | 0 | 0 | 0 | 0 | 0 | 0 | 0 | 0 | 0 | 0 | 0 | 0 | 0 | 0 | 0 | 0 | 0
|  | 918 | 2 | 174 | 6 | 39 | 8 | 4 | 6 | 1.44 | 3.38 | 313 | 98426 | 4.158 | 0 | 93.3309 | 0.2 | 0 | 0 | 0 | 0 | 0 | 0 | 0 | 0 | 0 | 0 | 0 | 0 | 0 | 0 | 0 | 0 | 0 | 0
|  | 919 | 2 | 175 | 7 | 39 | 8 | 4 | 6 | 1.17 | 3.46 | 312 | 98511 | 4.056 | 0 | 82.1834 | 0.2 | 0 | 0 | 0 | 0 | 0 | 0 | 0 | 0 | 0 | 0 | 0 | 0 | 0 | 0 | 0 | 0 | 0 | 0
|  | 920 | 2 | 176 | 8 | 39 | 8 | 4 | 6 | 1.29 | 3.25 | 310 | 98613 | 4.043 | 0 | 71.2549 | 0.2 | 0 | 0 | 0 | 0 | 0 | 0 | 0 | 0 | 0 | 0 | 0 | 0 | 0 | 0 | 0 | 0 | 0 | 0
|  | 921 | 2 | 177 | 9 | 39 | 8 | 4 | 6 | 1.42 | 3.04 | 308 | 98714 | 4.033 | 5.156 | 59.9316 | 0.2 | 3.5772 | 3.5772 | 3.5772 | 3.5772 | 3.5772 | 3.5772 | 3.5772 | 3.5772 | 5.7395 | 5.7395 | 5.7395 | 5.7395 | 5.7395 | 5.7395 | 5.7395 | 5.7395 | 7 | 7
|  | 922 | 2 | 178 | 10 | 39 | 8 | 4 | 6 | 1.55 | 2.83 | 305 | 98816 | 4.022 | 13.1596 | 47.7093 | 0.2 | 33.729 | 33.729 | 54.3242 | 33.729 | 52.4631 | 33.729 | 33.729 | 33.729 | 51.0478 | 51.0478 | 70.2137 | 51.0478 | 68.8977 | 51.0478 | 51.0478 | 51.0478 | 66.4064 | 59.897
|  | 923 | 2 | 179 | 11 | 39 | 8 | 4 | 6 | 1.7 | 2.86 | 303 | 98839 | 3.9 | 19.6649 | 34.2231 | 0.2 | 51.8403 | 51.8403 | 60.4115 | 51.8403 | 64.4415 | 51.8403 | 51.8403 | 51.8403 | 81.2086 | 81.2086 | 91.1203 | 81.2086 | 93.97 | 81.2086 | 81.2086 | 81.2086 | 103.0903 | 97.6441
|  | 924 | 2 | 180 | 12 | 39 | 8 | 4 | 6 | 1.86 | 2.88 | 302 | 98862 | 3.776 | 24.143 | 19.3811 | 0.2 | 30.8041 | 30.8041 | 30.8041 | 30.8041 | 30.8041 | 30.8041 | 30.8041 | 30.8041 | 48.8379 | 48.8379 | 48.8379 | 48.8379 | 48.8379 | 48.8379 | 48.8379 | 48.8379 | 59 | 59
|  | 925 | 2 | 181 | 13 | 39 | 8 | 4 | 6 | 2.02 | 2.91 | 300 | 98884 | 3.65 | 26.1174 | 3.5369 | 0.2 | 55.1734 | 55.1734 | 55.5042 | 55.1734 | 60.525 | 55.1734 | 55.1734 | 55.1734 | 86.7671 | 86.7671 | 88.8597 | 86.7671 | 92.41 | 86.7671 | 88.392 | 86.7671 | 107 | 104.3713
|  | 926 | 2 | 182 | 14 | 39 | 8 | 4 | 6 | 2.37 | 2.79 | 299 | 98934 | 3.314 | 25.3396 | -12.5128 | 0.2 | 38.2455 | 38.2455 | 38.2455 | 38.2455 | 38.2455 | 38.2455 | 38.2455 | 38.2455 | 60.5199 | 60.5199 | 60.5199 | 60.5199 | 60.5199 | 60.5199 | 60.5199 | 60.5199 | 73 | 73
|  | 927 | 2 | 183 | 15 | 39 | 8 | 4 | 6 | 2.72 | 2.66 | 299 | 98983 | 2.959 | 21.9107 | -27.868 | 0.2 | 25.5086 | 25.5086 | 25.5086 | 25.5086 | 25.5086 | 25.5086 | 25.5086 | 25.5086 | 40.5076 | 40.5076 | 40.5076 | 40.5076 | 40.5076 | 40.5076 | 40.5076 | 40.5076 | 49 | 49
|  | 928 | 2 | 184 | 16 | 39 | 8 | 4 | 6 | 3.07 | 2.54 | 298 | 99032 | 2.584 | 16.2294 | -41.9608 | 0.2 | 29.2286 | 29.2286 | 29.2286 | 29.2286 | 29.2286 | 29.2286 | 29.2286 | 29.2286 | 46.3481 | 46.3481 | 46.3481 | 46.3481 | 46.3481 | 46.3481 | 46.3481 | 46.3481 | 56 | 56
|  | 929 | 2 | 185 | 17 | 39 | 8 | 4 | 6 | 2.27 | 2.21 | 286 | 99071 | 2.615 | 8.8202 | -54.7048 | 0.2 | 26.7266 | 26.7266 | 26.7266 | 26.7266 | 35.2413 | 26.7266 | 38.7544 | 26.7266 | 42.0599 | 42.0599 | 42.0599 | 42.0599 | 49.6976 | 42.0599 | 52.1818 | 42.0599 | 53 | 50.7133
|  | 930 | 2 | 186 | 18 | 39 | 8 | 4 | 6 | 1.47 | 1.89 | 275 | 99111 | 2.633 | 0.18962 | -66.3669 | 0.2 | 9.8772 | 9.8772 | 9.8772 | 9.8772 | 26.1982 | 9.8772 | 47.1758 | 9.8772 | 13.613 | 13.613 | 13.613 | 13.613 | 25.249 | 13.613 | 40.0824 | 13.613 | 14.6446 | 14.5099
|  | 931 | 2 | 187 | 19 | 39 | 8 | 4 | 6 | 0.66 | 1.56 | 263 | 99150 | 2.638 | 0 | -77.4 | 0.2 | 0 | 0 | 0 | 0 | 0 | 0 | 0 | 0 | 0 | 0 | 0 | 0 | 0 | 0 | 0 | 0 | 0 | 0
|  | 932 | 2 | 188 | 20 | 39 | 8 | 4 | 6 | 0.3 | 1.8 | 252 | 99189 | 2.623 | 0 | -88.3672 | 0.2 | 0 | 0 | 0 | 0 | 0 | 0 | 0 | 0 | 0 | 0 | 0 | 0 | 0 | 0 | 0 | 0 | 0 | 0
|  | 933 | 2 | 189 | 21 | 39 | 8 | 4 | 6 | -0.06 | 2.04 | 241 | 99229 | 2.606 | 0 | -99.9656 | 0.2 | 0 | 0 | 0 | 0 | 0 | 0 | 0 | 0 | 0 | 0 | 0 | 0 | 0 | 0 | 0 | 0 | 0 | 0
|  | 934 | 2 | 190 | 22 | 39 | 8 | 4 | 6 | -0.42 | 2.28 | 230 | 99268 | 2.588 | 0 | -113.1285 | 0.2 | 0 | 0 | 0 | 0 | 0 | 0 | 0 | 0 | 0 | 0 | 0 | 0 | 0 | 0 | 0 | 0 | 0 | 0
|  | 935 | 2 | 191 | 23 | 39 | 8 | 4 | 6 | -0.52 | 2.55 | 224 | 99281 | 2.587 | 0 | -129.1433 | 0.2 | 0 | 0 | 0 | 0 | 0 | 0 | 0 | 0 | 0 | 0 | 0 | 0 | 0 | 0 | 0 | 0 | 0 | 0
|  | 936 | 2 | 192 | 24 | 39 | 8 | 4 | 6 | -0.63 | 2.83 | 218 | 99294 | 2.584 | 0 | -149.4595 | 0.2 | 0 | 0 | 0 | 0 | 0 | 0 | 0 | 0 | 0 | 0 | 0 | 0 | 0 | 0 | 0 | 0 | 0 | 0
|  | 937 | 2 | 193 | 1 | 40 | 9 | 5 | 6 | -0.73 | 3.1 | 212 | 99307 | 2.582 | 0 | -174.2564 | 0.2 | 0 | 0 | 0 | 0 | 0 | 0 | 0 | 0 | 0 | 0 | 0 | 0 | 0 | 0 | 0 | 0 | 0 | 0
|  | 938 | 2 | 194 | 2 | 40 | 9 | 5 | 6 | -0.89 | 3.35 | 208 | 99327 | 2.631 | 0 | 160.0353 | 0.2 | 0 | 0 | 0 | 0 | 0 | 0 | 0 | 0 | 0 | 0 | 0 | 0 | 0 | 0 | 0 | 0 | 0 | 0
|  | 939 | 2 | 195 | 3 | 40 | 9 | 5 | 6 | -1.04 | 3.59 | 204 | 99347 | 2.681 | 0 | 137.7008 | 0.2 | 0 | 0 | 0 | 0 | 0 | 0 | 0 | 0 | 0 | 0 | 0 | 0 | 0 | 0 | 0 | 0 | 0 | 0
|  | 940 | 2 | 196 | 4 | 40 | 9 | 5 | 6 | -1.2 | 3.83 | 200 | 99366 | 2.728 | 0 | 119.98 | 0.2 | 0 | 0 | 0 | 0 | 0 | 0 | 0 | 0 | 0 | 0 | 0 | 0 | 0 | 0 | 0 | 0 | 0 | 0
|  | 941 | 2 | 197 | 5 | 40 | 9 | 5 | 6 | -1.08 | 4 | 200 | 99350 | 2.743 | 0 | 105.7397 | 0.2 | 0 | 0 | 0 | 0 | 0 | 0 | 0 | 0 | 0 | 0 | 0 | 0 | 0 | 0 | 0 | 0 | 0 | 0
|  | 942 | 2 | 198 | 6 | 40 | 9 | 5 | 6 | -0.95 | 4.17 | 200 | 99333 | 2.761 | 0 | 93.574 | 0.2 | 0 | 0 | 0 | 0 | 0 | 0 | 0 | 0 | 0 | 0 | 0 | 0 | 0 | 0 | 0 | 0 | 0 | 0
|  | 943 | 2 | 199 | 7 | 40 | 9 | 5 | 6 | -0.82 | 4.34 | 200 | 99317 | 2.778 | 0 | 82.4114 | 0.2 | 0 | 0 | 0 | 0 | 0 | 0 | 0 | 0 | 0 | 0 | 0 | 0 | 0 | 0 | 0 | 0 | 0 | 0
|  | 944 | 2 | 200 | 8 | 40 | 9 | 5 | 6 | 0.21 | 4.5 | 202 | 99324 | 2.93 | 0 | 71.468 | 0.2 | 0 | 0 | 0 | 0 | 0 | 0 | 0 | 0 | 0 | 0 | 0 | 0 | 0 | 0 | 0 | 0 | 0 | 0
|  | 945 | 2 | 201 | 9 | 40 | 9 | 5 | 6 | 1.25 | 4.66 | 205 | 99330 | 3.09 | 5.4048 | 60.1279 | 0.2 | 2.55 | 2.55 | 2.55 | 2.55 | 2.55 | 2.55 | 2.55 | 2.55 | 4.096 | 4.096 | 4.096 | 4.096 | 4.096 | 4.096 | 4.096 | 4.096 | 5 | 5
|  | 946 | 2 | 202 | 10 | 40 | 9 | 5 | 6 | 2.29 | 4.81 | 208 | 99337 | 3.254 | 13.4272 | 47.8827 | 0.2 | 37.5941 | 37.5941 | 82.0035 | 37.5941 | 77.7453 | 37.5941 | 37.5941 | 37.5941 | 53.2775 | 53.2775 | 94.7862 | 53.2775 | 91.7753 | 53.2775 | 53.2775 | 53.2775 | 73.7951 | 59.5023
|  | 947 | 2 | 203 | 11 | 40 | 9 | 5 | 6 | 3.14 | 4.74 | 213 | 99310 | 3.456 | 19.9529 | 34.3623 | 0.2 | 61.4462 | 61.4462 | 92.0749 | 61.4462 | 106.2414 | 61.4462 | 61.4462 | 61.4462 | 91.5859 | 91.5859 | 127.174 | 91.5859 | 137.1913 | 91.5859 | 91.5859 | 91.5859 | 126.4497 | 106.7492
|  | 948 | 2 | 204 | 12 | 40 | 9 | 5 | 6 | 3.99 | 4.67 | 218 | 99284 | 3.669 | 24.4487 | 19.4705 | 0.2 | 36.1128 | 36.1128 | 36.1128 | 36.1128 | 36.1128 | 36.1128 | 36.1128 | 36.1128 | 57.1775 | 57.1775 | 57.1775 | 57.1775 | 57.1775 | 57.1775 | 57.1775 | 57.1775 | 69 | 69
|  | 949 | 2 | 205 | 13 | 40 | 9 | 5 | 6 | 4.84 | 4.59 | 223 | 99258 | 3.893 | 26.4329 | 3.5626 | 0.2 | 86.8525 | 86.8525 | 91.0084 | 86.8525 | 153.6027 | 86.8525 | 86.8525 | 86.8525 | 128.2622 | 128.2622 | 154.7101 | 128.2622 | 198.971 | 128.2622 | 148.8328 | 128.2622 | 182.0229 | 148.7757
|  | 950 | 2 | 206 | 14 | 40 | 9 | 5 | 6 | 5.02 | 4.33 | 219 | 99202 | 4.144 | 25.6538 | -12.5542 | 0.2 | 53.6794 | 53.6794 | 53.6794 | 53.6794 | 58.5221 | 53.6794 | 54.7578 | 53.6794 | 84.4579 | 84.4579 | 85.3802 | 84.4579 | 89.5671 | 84.4579 | 86.9053 | 84.4579 | 104 | 101.6172
|  | 951 | 2 | 207 | 15 | 40 | 9 | 5 | 6 | 5.21 | 4.07 | 215 | 99147 | 4.404 | 22.2134 | -27.9676 | 0.2 | 92.2322 | 92.2322 | 92.2322 | 92.2322 | 235.8549 | 92.2322 | 168.4935 | 92.2322 | 127.6409 | 127.6409 | 127.6409 | 127.6409 | 276.1535 | 127.6409 | 228.5218 | 127.6409 | 208.5266 | 142.1208
|  | 952 | 2 | 208 | 16 | 40 | 9 | 5 | 6 | 5.39 | 3.81 | 211 | 99091 | 4.667 | 16.5149 | -42.103 | 0.2 | 55.4244 | 55.4244 | 55.4244 | 55.4244 | 81.5295 | 55.4244 | 79.0147 | 55.4244 | 86.1452 | 86.1452 | 86.1452 | 86.1452 | 111.981 | 86.1452 | 110.2027 | 86.1452 | 113.7653 | 103.3331
|  | 953 | 2 | 209 | 17 | 40 | 9 | 5 | 6 | 5.08 | 3.93 | 202 | 98989 | 4.778 | 9.0877 | -54.8759 | 0.2 | 34.5957 | 34.5957 | 34.5957 | 34.5957 | 70.2374 | 34.5957 | 85.2633 | 34.5957 | 51.8559 | 51.8559 | 51.8559 | 51.8559 | 84.0649 | 51.8559 | 94.6898 | 51.8559 | 70.5384 | 60.6296
|  | 954 | 2 | 210 | 18 | 40 | 9 | 5 | 6 | 4.77 | 4.05 | 193 | 98888 | 4.882 | 0.44177 | -66.558 | 0.2 | 3.092 | 3.092 | 3.092 | 3.092 | 3.092 | 3.092 | 3.092 | 3.092 | 4.9378 | 4.9378 | 4.9378 | 4.9378 | 4.9378 | 4.9378 | 4.9378 | 4.9378 | 6 | 6
|  | 955 | 2 | 211 | 19 | 40 | 9 | 5 | 6 | 4.46 | 4.17 | 184 | 98786 | 4.979 | 0 | -77.6069 | 0.2 | 0 | 0 | 0 | 0 | 0 | 0 | 0 | 0 | 0 | 0 | 0 | 0 | 0 | 0 | 0 | 0 | 0 | 0
|  | 956 | 2 | 212 | 20 | 40 | 9 | 5 | 6 | 5.18 | 5.28 | 191 | 98632 | 5.258 | 0 | -88.5887 | 0.2 | 0 | 0 | 0 | 0 | 0 | 0 | 0 | 0 | 0 | 0 | 0 | 0 | 0 | 0 | 0 | 0 | 0 | 0
|  | 957 | 2 | 213 | 21 | 40 | 9 | 5 | 6 | 5.91 | 6.4 | 198 | 98478 | 5.554 | 0 | -100.2009 | 0.2 | 0 | 0 | 0 | 0 | 0 | 0 | 0 | 0 | 0 | 0 | 0 | 0 | 0 | 0 | 0 | 0 | 0 | 0
|  | 958 | 2 | 214 | 22 | 40 | 9 | 5 | 6 | 6.63 | 7.52 | 204 | 98324 | 5.861 | 0 | -113.3727 | 0.2 | 0 | 0 | 0 | 0 | 0 | 0 | 0 | 0 | 0 | 0 | 0 | 0 | 0 | 0 | 0 | 0 | 0 | 0
|  | 959 | 2 | 215 | 23 | 40 | 9 | 5 | 6 | 7.04 | 7.69 | 206 | 98203 | 6.01 | 0 | -129.3764 | 0.2 | 0 | 0 | 0 | 0 | 0 | 0 | 0 | 0 | 0 | 0 | 0 | 0 | 0 | 0 | 0 | 0 | 0 | 0
|  | 960 | 2 | 216 | 24 | 40 | 9 | 5 | 6 | 7.46 | 7.87 | 207 | 98082 | 6.166 | 0 | -149.6279 | 0.2 | 0 | 0 | 0 | 0 | 0 | 0 | 0 | 0 | 0 | 0 | 0 | 0 | 0 | 0 | 0 | 0 | 0 | 0
|  | 961 | 2 | 217 | 1 | 41 | 10 | 6 | 6 | 7.87 | 8.04 | 209 | 97960 | 6.321 | 0 | -174.2833 | 0.2 | 0 | 0 | 0 | 0 | 0 | 0 | 0 | 0 | 0 | 0 | 0 | 0 | 0 | 0 | 0 | 0 | 0 | 0
|  | 962 | 2 | 218 | 2 | 41 | 10 | 6 | 6 | 7.94 | 8.22 | 206 | 97839 | 6.235 | 0 | 160.1765 | 0.2 | 0 | 0 | 0 | 0 | 0 | 0 | 0 | 0 | 0 | 0 | 0 | 0 | 0 | 0 | 0 | 0 | 0 | 0
|  | 963 | 2 | 219 | 3 | 41 | 10 | 6 | 6 | 8.02 | 8.39 | 204 | 97718 | 6.153 | 0 | 137.9379 | 0.2 | 0 | 0 | 0 | 0 | 0 | 0 | 0 | 0 | 0 | 0 | 0 | 0 | 0 | 0 | 0 | 0 | 0 | 0
|  | 964 | 2 | 220 | 4 | 41 | 10 | 6 | 6 | 8.09 | 8.57 | 202 | 97597 | 6.064 | 0 | 120.2425 | 0.2 | 0 | 0 | 0 | 0 | 0 | 0 | 0 | 0 | 0 | 0 | 0 | 0 | 0 | 0 | 0 | 0 | 0 | 0
|  | 965 | 2 | 221 | 5 | 41 | 10 | 6 | 6 | 8.23 | 9.54 | 204 | 97466 | 6.081 | 0 | 105.9968 | 0.2 | 0 | 0 | 0 | 0 | 0 | 0 | 0 | 0 | 0 | 0 | 0 | 0 | 0 | 0 | 0 | 0 | 0 | 0
|  | 966 | 2 | 222 | 6 | 41 | 10 | 6 | 6 | 8.37 | 10.52 | 206 | 97335 | 6.097 | 0 | 93.8173 | 0.2 | 0 | 0 | 0 | 0 | 0 | 0 | 0 | 0 | 0 | 0 | 0 | 0 | 0 | 0 | 0 | 0 | 0 | 0
|  | 967 | 2 | 223 | 7 | 41 | 10 | 6 | 6 | 8.52 | 11.5 | 208 | 97203 | 6.118 | 0 | 82.6399 | 0.2 | 0 | 0 | 0 | 0 | 0 | 0 | 0 | 0 | 0 | 0 | 0 | 0 | 0 | 0 | 0 | 0 | 0 | 0
|  | 968 | 2 | 224 | 8 | 41 | 10 | 6 | 6 | 8.03 | 12.37 | 214 | 97240 | 6.132 | 0 | 71.6817 | 0.2 | 0 | 0 | 0 | 0 | 0 | 0 | 0 | 0 | 0 | 0 | 0 | 0 | 0 | 0 | 0 | 0 | 0 | 0
|  | 969 | 2 | 225 | 9 | 41 | 10 | 6 | 6 | 7.55 | 13.24 | 221 | 97276 | 6.143 | 5.6585 | 60.3247 | 0.2 | 4.0914 | 4.0914 | 4.0914 | 4.0914 | 4.0914 | 4.0914 | 4.0914 | 4.0914 | 6.5617 | 6.5617 | 6.5617 | 6.5617 | 6.5617 | 6.5617 | 6.5617 | 6.5617 | 8 | 8
|  | 970 | 2 | 226 | 10 | 41 | 10 | 6 | 6 | 7.07 | 14.11 | 228 | 97312 | 6.145 | 13.6997 | 48.0564 | 0.2 | 30.0018 | 30.0018 | 32.1202 | 30.0018 | 31.9054 | 30.0018 | 30.0018 | 30.0018 | 47.4649 | 47.4649 | 49.4537 | 47.4649 | 49.3019 | 47.4649 | 47.4649 | 47.4649 | 58 | 57.3058
|  | 971 | 2 | 227 | 11 | 41 | 10 | 6 | 6 | 6.22 | 13.86 | 232 | 97446 | 5.797 | 20.2458 | 34.5011 | 0.2 | 17.6206 | 17.6206 | 17.6206 | 17.6206 | 17.6206 | 17.6206 | 17.6206 | 17.6206 | 28.0513 | 28.0513 | 28.0513 | 28.0513 | 28.0513 | 28.0513 | 28.0513 | 28.0513 | 34 | 34
|  | 972 | 2 | 228 | 12 | 41 | 10 | 6 | 6 | 5.37 | 13.6 | 236 | 97580 | 5.465 | 24.7591 | 19.5584 | 0.2 | 26.5808 | 26.5808 | 26.5808 | 26.5808 | 26.5808 | 26.5808 | 26.5808 | 26.5808 | 42.183 | 42.183 | 42.183 | 42.183 | 42.183 | 42.183 | 42.183 | 42.183 | 51 | 51
|  | 973 | 2 | 229 | 13 | 41 | 10 | 6 | 6 | 4.53 | 13.35 | 241 | 97715 | 5.155 | 26.7528 | 3.5857 | 0.2 | 26.5977 | 26.5977 | 26.5977 | 26.5977 | 26.5977 | 26.5977 | 26.5977 | 26.5977 | 42.1949 | 42.1949 | 42.1949 | 42.1949 | 42.1949 | 42.1949 | 42.1949 | 42.1949 | 51 | 51
|  | 974 | 2 | 230 | 14 | 41 | 10 | 6 | 6 | 4.5 | 12.92 | 245 | 97915 | 5.127 | 25.9717 | -12.5997 | 0.2 | 40.9146 | 40.9146 | 40.9146 | 40.9146 | 40.9146 | 40.9146 | 40.9146 | 40.9146 | 64.7001 | 64.7001 | 64.7001 | 64.7001 | 64.7001 | 64.7001 | 64.7001 | 64.7001 | 78 | 78
|  | 975 | 2 | 231 | 15 | 41 | 10 | 6 | 6 | 4.48 | 12.49 | 249 | 98114 | 5.103 | 22.5191 | -28.0719 | 0.2 | 22.3533 | 22.3533 | 22.3533 | 22.3533 | 22.3533 | 22.3533 | 22.3533 | 22.3533 | 35.5251 | 35.5251 | 35.5251 | 35.5251 | 35.5251 | 35.5251 | 35.5251 | 35.5251 | 43 | 43
|  | 976 | 2 | 232 | 16 | 41 | 10 | 6 | 6 | 4.45 | 12.06 | 253 | 98314 | 5.075 | 16.8027 | -42.2502 | 0.2 | 26.0381 | 26.0381 | 26.0381 | 26.0381 | 26.0381 | 26.0381 | 26.0381 | 26.0381 | 41.3406 | 41.3406 | 41.3406 | 41.3406 | 41.3406 | 41.3406 | 41.3406 | 41.3406 | 50 | 50
|  | 977 | 2 | 233 | 17 | 41 | 10 | 6 | 6 | 3.96 | 11.25 | 257 | 98442 | 4.883 | 9.3571 | -55.0519 | 0.2 | 25.024 | 25.024 | 25.024 | 25.024 | 29.5388 | 25.024 | 31.4843 | 25.024 | 39.5156 | 39.5156 | 39.5156 | 39.5156 | 43.6264 | 39.5156 | 45.0021 | 39.5156 | 49 | 47.7013
|  | 978 | 2 | 234 | 18 | 41 | 10 | 6 | 6 | 3.47 | 10.45 | 262 | 98570 | 4.699 | 0.6955 | -66.7539 | 0.2 | 1.5305 | 1.5305 | 1.5305 | 1.5305 | 1.5305 | 1.5305 | 1.5305 | 1.5305 | 2.458 | 2.458 | 2.458 | 2.458 | 2.458 | 2.458 | 2.458 | 2.458 | 3 | 3
|  | 979 | 2 | 235 | 19 | 41 | 10 | 6 | 6 | 2.98 | 9.64 | 266 | 98698 | 4.52 | 0 | -77.8185 | 0.2 | 0 | 0 | 0 | 0 | 0 | 0 | 0 | 0 | 0 | 0 | 0 | 0 | 0 | 0 | 0 | 0 | 0 | 0
|  | 980 | 2 | 236 | 20 | 41 | 10 | 6 | 6 | 2.66 | 9.15 | 269 | 98796 | 4.432 | 0 | -88.8147 | 0.2 | 0 | 0 | 0 | 0 | 0 | 0 | 0 | 0 | 0 | 0 | 0 | 0 | 0 | 0 | 0 | 0 | 0 | 0
|  | 981 | 2 | 237 | 21 | 41 | 10 | 6 | 6 | 2.33 | 8.66 | 272 | 98894 | 4.341 | 0 | -100.4407 | 0.2 | 0 | 0 | 0 | 0 | 0 | 0 | 0 | 0 | 0 | 0 | 0 | 0 | 0 | 0 | 0 | 0 | 0 | 0
|  | 982 | 2 | 238 | 22 | 41 | 10 | 6 | 6 | 2.01 | 8.17 | 275 | 98993 | 4.255 | 0 | -113.6211 | 0.2 | 0 | 0 | 0 | 0 | 0 | 0 | 0 | 0 | 0 | 0 | 0 | 0 | 0 | 0 | 0 | 0 | 0 | 0
|  | 983 | 2 | 239 | 23 | 41 | 10 | 6 | 6 | 1.85 | 7.98 | 277 | 99078 | 4.211 | 0 | -129.6137 | 0.2 | 0 | 0 | 0 | 0 | 0 | 0 | 0 | 0 | 0 | 0 | 0 | 0 | 0 | 0 | 0 | 0 | 0 | 0
|  | 984 | 2 | 240 | 24 | 41 | 10 | 6 | 6 | 1.69 | 7.8 | 279 | 99163 | 4.167 | 0 | -149.8007 | 0.2 | 0 | 0 | 0 | 0 | 0 | 0 | 0 | 0 | 0 | 0 | 0 | 0 | 0 | 0 | 0 | 0 | 0 | 0
|  | 985 | 2 | 241 | 1 | 42 | 11 | 7 | 6 | 1.53 | 7.61 | 280 | 99248 | 4.123 | 0 | -174.315 | 0.2 | 0 | 0 | 0 | 0 | 0 | 0 | 0 | 0 | 0 | 0 | 0 | 0 | 0 | 0 | 0 | 0 | 0 | 0
|  | 986 | 2 | 242 | 2 | 42 | 11 | 7 | 6 | 1.37 | 7.21 | 281 | 99350 | 4.043 | 0 | 160.3125 | 0.2 | 0 | 0 | 0 | 0 | 0 | 0 | 0 | 0 | 0 | 0 | 0 | 0 | 0 | 0 | 0 | 0 | 0 | 0
|  | 987 | 2 | 243 | 3 | 42 | 11 | 7 | 6 | 1.21 | 6.81 | 282 | 99451 | 3.964 | 0 | 138.1713 | 0.2 | 0 | 0 | 0 | 0 | 0 | 0 | 0 | 0 | 0 | 0 | 0 | 0 | 0 | 0 | 0 | 0 | 0 | 0
|  | 988 | 2 | 244 | 4 | 42 | 11 | 7 | 6 | 1.05 | 6.41 | 283 | 99553 | 3.887 | 0 | 120.5033 | 0.2 | 0 | 0 | 0 | 0 | 0 | 0 | 0 | 0 | 0 | 0 | 0 | 0 | 0 | 0 | 0 | 0 | 0 | 0
|  | 989 | 2 | 245 | 5 | 42 | 11 | 7 | 6 | 0.95 | 6.27 | 285 | 99592 | 3.852 | 0 | 106.2534 | 0.2 | 0 | 0 | 0 | 0 | 0 | 0 | 0 | 0 | 0 | 0 | 0 | 0 | 0 | 0 | 0 | 0 | 0 | 0
|  | 990 | 2 | 246 | 6 | 42 | 11 | 7 | 6 | 0.85 | 6.12 | 288 | 99632 | 3.818 | 0 | 94.0606 | 0.2 | 0 | 0 | 0 | 0 | 0 | 0 | 0 | 0 | 0 | 0 | 0 | 0 | 0 | 0 | 0 | 0 | 0 | 0
|  | 991 | 2 | 247 | 7 | 42 | 11 | 7 | 6 | 0.76 | 5.97 | 290 | 99671 | 3.786 | 0 | 82.8687 | 0.2 | 0 | 0 | 0 | 0 | 0 | 0 | 0 | 0 | 0 | 0 | 0 | 0 | 0 | 0 | 0 | 0 | 0 | 0
|  | 992 | 2 | 248 | 8 | 42 | 11 | 7 | 6 | 1.01 | 5.66 | 293 | 99740 | 3.797 | 0 | 71.8958 | 0.2 | 0 | 0 | 0 | 0 | 0 | 0 | 0 | 0 | 0 | 0 | 0 | 0 | 0 | 0 | 0 | 0 | 0 | 0
|  | 993 | 2 | 249 | 9 | 42 | 11 | 7 | 6 | 1.26 | 5.36 | 296 | 99809 | 3.807 | 5.9172 | 60.5219 | 0.2 | 8.7639 | 8.7639 | 8.7639 | 8.7639 | 8.7639 | 8.7639 | 8.7639 | 8.7639 | 13.9928 | 13.9928 | 13.9928 | 13.9928 | 13.9928 | 13.9928 | 13.9928 | 13.9928 | 17 | 17
|  | 994 | 2 | 250 | 10 | 42 | 11 | 7 | 6 | 1.52 | 5.05 | 298 | 99877 | 3.819 | 13.977 | 48.2302 | 0.2 | 61.3615 | 61.3615 | 327.9099 | 61.3615 | 299.4309 | 61.3615 | 61.3615 | 61.3615 | 69.3663 | 69.3663 | 320.7445 | 69.3663 | 300.6068 | 69.3663 | 69.3663 | 69.3663 | 153.636 | 64.6819
|  | 995 | 2 | 251 | 11 | 42 | 11 | 7 | 6 | 1.76 | 4.93 | 300 | 99874 | 3.666 | 20.5434 | 34.6394 | 0.2 | 86.9386 | 86.9386 | 292.9167 | 86.9386 | 385.0821 | 86.9386 | 86.9386 | 86.9386 | 101.8782 | 101.8782 | 343.5517 | 101.8782 | 408.7224 | 101.8782 | 101.8782 | 101.8782 | 236.1715 | 100.3716
|  | 996 | 2 | 252 | 12 | 42 | 11 | 7 | 6 | 2 | 4.82 | 301 | 99871 | 3.506 | 25.0741 | 19.6449 | 0.2 | 100.0776 | 100.0776 | 165.7895 | 100.0776 | 284.1615 | 100.0776 | 100.0776 | 100.0776 | 135.8354 | 135.8354 | 246.9677 | 135.8354 | 330.6693 | 135.8354 | 154.037 | 135.8354 | 241.608 | 150.1551
|  | 997 | 2 | 253 | 13 | 42 | 11 | 7 | 6 | 2.25 | 4.7 | 303 | 99868 | 3.343 | 27.077 | 3.6059 | 0.2 | 104.5367 | 104.5367 | 114.2384 | 104.5367 | 258.4863 | 104.5367 | 104.5367 | 104.5367 | 143.6774 | 143.6774 | 206.2985 | 143.6774 | 308.2972 | 143.6774 | 192.5783 | 143.6774 | 238.1004 | 159.2424
|  | 998 | 2 | 254 | 14 | 42 | 11 | 7 | 6 | 2.6 | 4.27 | 302 | 99884 | 3.307 | 26.2933 | -12.6491 | 0.2 | 82.8552 | 82.8552 | 82.8552 | 82.8552 | 115.3217 | 82.8552 | 90.1415 | 82.8552 | 128.2887 | 128.2887 | 134.7615 | 128.2887 | 162.8709 | 128.2887 | 145.0659 | 128.2887 | 169.9191 | 153.4789
|  | 999 | 2 | 255 | 15 | 42 | 11 | 7 | 6 | 2.95 | 3.83 | 302 | 99900 | 3.266 | 22.8277 | -28.1809 | 0.2 | 94.0709 | 94.0709 | 94.0709 | 94.0709 | 235.8754 | 94.0709 | 170.0448 | 94.0709 | 130.133 | 130.133 | 130.133 | 130.133 | 278.287 | 130.133 | 231.7377 | 130.133 | 212.5551 | 144.8382
|  | 1000 | 2 | 256 | 16 | 42 | 11 | 7 | 6 | 3.3 | 3.39 | 302 | 99917 | 3.222 | 17.0929 | -42.4025 | 0.2 | 92.2383 | 92.2383 | 92.2383 | 92.2383 | 413.3111 | 92.2383 | 385.4433 | 92.2383 | 111.2487 | 111.2487 | 111.2487 | 111.2487 | 432.8249 | 111.2487 | 413.1194 | 111.2487 | 246.149 | 112.4443
|  | 1001 | 2 | 257 | 17 | 42 | 11 | 7 | 6 | 2.54 | 3.02 | 288 | 99917 | 3.223 | 9.6282 | -55.2329 | 0.2 | 60.1124 | 60.1124 | 60.1124 | 60.1124 | 195.1466 | 60.1124 | 254.6391 | 60.1124 | 80.061 | 80.061 | 80.061 | 80.061 | 203.9503 | 80.061 | 246.0179 | 80.061 | 125.6948 | 85.523
|  | 1002 | 2 | 258 | 18 | 42 | 11 | 7 | 6 | 1.78 | 2.64 | 275 | 99917 | 3.214 | 0.9507 | -66.9545 | 0.2 | 9.8937 | 9.8937 | 9.8937 | 9.8937 | 29.4573 | 9.8937 | 55.8811 | 9.8937 | 13.6783 | 13.6783 | 13.6783 | 13.6783 | 28.0982 | 13.6783 | 46.7827 | 13.6783 | 15.7046 | 14.8752
|  | 1003 | 2 | 259 | 19 | 42 | 11 | 7 | 6 | 1.01 | 2.26 | 261 | 99917 | 3.194 | 0 | -78.0347 | 0.2 | 0 | 0 | 0 | 0 | 0 | 0 | 0 | 0 | 0 | 0 | 0 | 0 | 0 | 0 | 0 | 0 | 0 | 0
|  | 1004 | 2 | 260 | 20 | 42 | 11 | 7 | 6 | 0.77 | 2.62 | 255 | 99910 | 3.217 | 0 | -89.0453 | 0.2 | 0 | 0 | 0 | 0 | 0 | 0 | 0 | 0 | 0 | 0 | 0 | 0 | 0 | 0 | 0 | 0 | 0 | 0
|  | 1005 | 2 | 261 | 21 | 42 | 11 | 7 | 6 | 0.54 | 2.97 | 248 | 99904 | 3.241 | 0 | -100.6848 | 0.2 | 0 | 0 | 0 | 0 | 0 | 0 | 0 | 0 | 0 | 0 | 0 | 0 | 0 | 0 | 0 | 0 | 0 | 0
|  | 1006 | 2 | 262 | 22 | 42 | 11 | 7 | 6 | 0.3 | 3.32 | 241 | 99897 | 3.261 | 0 | -113.8739 | 0.2 | 0 | 0 | 0 | 0 | 0 | 0 | 0 | 0 | 0 | 0 | 0 | 0 | 0 | 0 | 0 | 0 | 0 | 0
|  | 1007 | 2 | 263 | 23 | 42 | 11 | 7 | 6 | 0.3 | 3.72 | 239 | 99861 | 3.31 | 0 | -129.8551 | 0.2 | 0 | 0 | 0 | 0 | 0 | 0 | 0 | 0 | 0 | 0 | 0 | 0 | 0 | 0 | 0 | 0 | 0 | 0
|  | 1008 | 2 | 264 | 24 | 42 | 11 | 7 | 6 | 0.31 | 4.11 | 236 | 99825 | 3.363 | 0 | -149.9777 | 0.2 | 0 | 0 | 0 | 0 | 0 | 0 | 0 | 0 | 0 | 0 | 0 | 0 | 0 | 0 | 0 | 0 | 0 | 0
|  | 1009 | 2 | 265 | 1 | 43 | 12 | 1 | 7 | 0.31 | 4.51 | 234 | 99789 | 3.413 | 0 | -174.3515 | 0.2 | 0 | 0 | 0 | 0 | 0 | 0 | 0 | 0 | 0 | 0 | 0 | 0 | 0 | 0 | 0 | 0 | 0 | 0
|  | 1010 | 2 | 266 | 2 | 43 | 12 | 1 | 7 | 0.37 | 4.51 | 236 | 99782 | 3.503 | 0 | 160.4435 | 0.2 | 0 | 0 | 0 | 0 | 0 | 0 | 0 | 0 | 0 | 0 | 0 | 0 | 0 | 0 | 0 | 0 | 0 | 0
|  | 1011 | 2 | 267 | 3 | 43 | 12 | 1 | 7 | 0.42 | 4.51 | 237 | 99776 | 3.592 | 0 | 138.401 | 0.2 | 0 | 0 | 0 | 0 | 0 | 0 | 0 | 0 | 0 | 0 | 0 | 0 | 0 | 0 | 0 | 0 | 0 | 0
|  | 1012 | 2 | 268 | 4 | 43 | 12 | 1 | 7 | 0.48 | 4.51 | 239 | 99769 | 3.684 | 0 | 120.7621 | 0.2 | 0 | 0 | 0 | 0 | 0 | 0 | 0 | 0 | 0 | 0 | 0 | 0 | 0 | 0 | 0 | 0 | 0 | 0
|  | 1013 | 2 | 269 | 5 | 43 | 12 | 1 | 7 | 0.45 | 4.07 | 248 | 99792 | 3.711 | 0 | 106.5092 | 0.2 | 0 | 0 | 0 | 0 | 0 | 0 | 0 | 0 | 0 | 0 | 0 | 0 | 0 | 0 | 0 | 0 | 0 | 0
|  | 1014 | 2 | 270 | 6 | 43 | 12 | 1 | 7 | 0.43 | 3.64 | 257 | 99815 | 3.741 | 0 | 94.3038 | 0.2 | 0 | 0 | 0 | 0 | 0 | 0 | 0 | 0 | 0 | 0 | 0 | 0 | 0 | 0 | 0 | 0 | 0 | 0
|  | 1015 | 2 | 271 | 7 | 43 | 12 | 1 | 7 | 0.41 | 3.2 | 265 | 99838 | 3.771 | 0 | 83.0978 | 0.2 | 0 | 0 | 0 | 0 | 0 | 0 | 0 | 0 | 0 | 0 | 0 | 0 | 0 | 0 | 0 | 0 | 0 | 0
|  | 1016 | 2 | 272 | 8 | 43 | 12 | 1 | 7 | 0.59 | 3.43 | 284 | 99936 | 3.776 | 0 | 72.1103 | 0.2 | 0 | 0 | 0 | 0 | 0 | 0 | 0 | 0 | 0 | 0 | 0 | 0 | 0 | 0 | 0 | 0 | 0 | 0
|  | 1017 | 2 | 273 | 9 | 43 | 12 | 1 | 7 | 0.77 | 3.66 | 303 | 100035 | 3.781 | 6.1806 | 60.7194 | 0.2 | 9.8082 | 9.8082 | 9.8082 | 9.8082 | 9.8082 | 9.8082 | 9.8082 | 9.8082 | 15.6484 | 15.6484 | 15.6484 | 15.6484 | 15.6484 | 15.6484 | 15.6484 | 15.6484 | 19 | 19
|  | 1018 | 2 | 274 | 10 | 43 | 12 | 1 | 7 | 0.95 | 3.89 | 322 | 100133 | 3.785 | 14.2591 | 48.404 | 0.2 | 49.8045 | 49.8045 | 164.916 | 49.8045 | 151.9909 | 49.8045 | 49.8045 | 49.8045 | 65.1791 | 65.1791 | 174.2357 | 65.1791 | 165.0962 | 65.1791 | 65.1791 | 65.1791 | 107.9878 | 68.87
|  | 1019 | 2 | 275 | 11 | 43 | 12 | 1 | 7 | 1 | 4.1 | 329 | 100162 | 3.589 | 20.8457 | 34.7772 | 0.2 | 76.9261 | 76.9261 | 159.2756 | 76.9261 | 195.5122 | 76.9261 | 76.9261 | 76.9261 | 106.1955 | 106.1955 | 203.2983 | 106.1955 | 228.9215 | 106.1955 | 106.1955 | 106.1955 | 172.899 | 117.9244
|  | 1020 | 2 | 276 | 12 | 43 | 12 | 1 | 7 | 1.06 | 4.31 | 335 | 100192 | 3.394 | 25.3936 | 19.7299 | 0.2 | 110.0143 | 110.0143 | 248.3567 | 110.0143 | 495.756 | 110.0143 | 110.0143 | 110.0143 | 127.1482 | 127.1482 | 362.5253 | 127.1482 | 537.463 | 127.1482 | 166.8796 | 127.1482 | 319.7311 | 125.2
|  | 1021 | 2 | 277 | 13 | 43 | 12 | 1 | 7 | 1.12 | 4.52 | 341 | 100221 | 3.198 | 27.4052 | 3.6234 | 0.2 | 117.8402 | 117.8402 | 155.193 | 117.8402 | 707.7042 | 117.8402 | 117.8402 | 117.8402 | 119.9256 | 119.9256 | 363.0217 | 119.9256 | 753.7061 | 119.9256 | 310.1969 | 119.9256 | 413.9278 | 107.4908
|  | 1022 | 2 | 278 | 14 | 43 | 12 | 1 | 7 | 1.39 | 4.34 | 340 | 100257 | 3.134 | 26.6184 | -12.7025 | 0.2 | 74.701 | 74.701 | 74.701 | 74.701 | 92.9008 | 74.701 | 78.8034 | 74.701 | 116.4749 | 116.4749 | 120.1855 | 116.4749 | 135.9555 | 116.4749 | 125.987 | 116.4749 | 149 | 139.6501
|  | 1023 | 2 | 279 | 15 | 43 | 12 | 1 | 7 | 1.66 | 4.17 | 338 | 100294 | 3.066 | 23.1392 | -28.2946 | 0.2 | 107.738 | 107.738 | 107.738 | 107.738 | 391.2385 | 107.738 | 260.353 | 107.738 | 136.6298 | 136.6298 | 136.6298 | 136.6298 | 434.3871 | 136.6298 | 341.837 | 136.6298 | 281.8348 | 144.2431
|  | 1024 | 2 | 280 | 16 | 43 | 12 | 1 | 7 | 1.93 | 3.99 | 337 | 100330 | 2.994 | 17.3852 | -42.5597 | 0.2 | 89.138 | 89.138 | 89.138 | 89.138 | 505.4955 | 89.138 | 471.4577 | 89.138 | 99.6704 | 99.6704 | 99.6704 | 99.6704 | 519.2248 | 99.6704 | 495.1564 | 99.6704 | 272.8678 | 95.8858
|  | 1025 | 2 | 281 | 17 | 43 | 12 | 1 | 7 | 1.26 | 3.25 | 324 | 100349 | 3.029 | 9.901 | -55.4187 | 0.2 | 51.2749 | 51.2749 | 51.2749 | 51.2749 | 343.178 | 51.2749 | 474.7088 | 51.2749 | 60.6212 | 60.6212 | 60.6212 | 60.6212 | 330.5043 | 60.6212 | 423.5106 | 60.6212 | 151.0079 | 61.2388
|  | 1026 | 2 | 282 | 18 | 43 | 12 | 1 | 7 | 0.59 | 2.51 | 311 | 100369 | 3.053 | 1.2073 | -67.1599 | 0.2 | 6.1341 | 6.1341 | 6.1341 | 6.1341 | 7.1925 | 6.1341 | 8.647 | 6.1341 | 9.7215 | 9.7215 | 9.7215 | 9.7215 | 10.5106 | 9.7215 | 11.5391 | 9.7215 | 11.8198 | 11.7623
|  | 1027 | 2 | 283 | 19 | 43 | 12 | 1 | 7 | -0.08 | 1.78 | 298 | 100389 | 3.067 | 0 | -78.2554 | 0.2 | 0 | 0 | 0 | 0 | 0 | 0 | 0 | 0 | 0 | 0 | 0 | 0 | 0 | 0 | 0 | 0 | 0 | 0
|  | 1028 | 2 | 284 | 20 | 43 | 12 | 1 | 7 | -0.4 | 1.95 | 291 | 100415 | 3.078 | 0 | -89.2801 | 0.2 | 0 | 0 | 0 | 0 | 0 | 0 | 0 | 0 | 0 | 0 | 0 | 0 | 0 | 0 | 0 | 0 | 0 | 0
|  | 1029 | 2 | 285 | 21 | 43 | 12 | 1 | 7 | -0.71 | 2.13 | 284 | 100441 | 3.088 | 0 | -100.9332 | 0.2 | 0 | 0 | 0 | 0 | 0 | 0 | 0 | 0 | 0 | 0 | 0 | 0 | 0 | 0 | 0 | 0 | 0 | 0
|  | 1030 | 2 | 286 | 22 | 43 | 12 | 1 | 7 | -1.03 | 2.3 | 276 | 100467 | 3.094 | 0 | -114.1308 | 0.2 | 0 | 0 | 0 | 0 | 0 | 0 | 0 | 0 | 0 | 0 | 0 | 0 | 0 | 0 | 0 | 0 | 0 | 0
|  | 1031 | 2 | 287 | 23 | 43 | 12 | 1 | 7 | -1.04 | 2.42 | 275 | 100470 | 3.116 | 0 | -130.1005 | 0.2 | 0 | 0 | 0 | 0 | 0 | 0 | 0 | 0 | 0 | 0 | 0 | 0 | 0 | 0 | 0 | 0 | 0 | 0
|  | 1032 | 2 | 288 | 24 | 43 | 12 | 1 | 7 | -1.04 | 2.53 | 274 | 100474 | 3.14 | 0 | -150.1587 | 0.2 | 0 | 0 | 0 | 0 | 0 | 0 | 0 | 0 | 0 | 0 | 0 | 0 | 0 | 0 | 0 | 0 | 0 | 0
|  | 1033 | 2 | 289 | 1 | 44 | 13 | 2 | 7 | -1.05 | 2.65 | 273 | 100477 | 3.161 | 0 | -174.3928 | 0.2 | 0 | 0 | 0 | 0 | 0 | 0 | 0 | 0 | 0 | 0 | 0 | 0 | 0 | 0 | 0 | 0 | 0 | 0
|  | 1034 | 2 | 290 | 2 | 44 | 13 | 2 | 7 | -1.28 | 2.52 | 270 | 100470 | 3.089 | 0 | 160.5694 | 0.2 | 0 | 0 | 0 | 0 | 0 | 0 | 0 | 0 | 0 | 0 | 0 | 0 | 0 | 0 | 0 | 0 | 0 | 0
|  | 1035 | 2 | 291 | 3 | 44 | 13 | 2 | 7 | -1.51 | 2.4 | 266 | 100464 | 3.018 | 0 | 138.627 | 0.2 | 0 | 0 | 0 | 0 | 0 | 0 | 0 | 0 | 0 | 0 | 0 | 0 | 0 | 0 | 0 | 0 | 0 | 0
|  | 1036 | 2 | 292 | 4 | 44 | 13 | 2 | 7 | -1.74 | 2.28 | 262 | 100457 | 2.949 | 0 | 121.0187 | 0.2 | 0 | 0 | 0 | 0 | 0 | 0 | 0 | 0 | 0 | 0 | 0 | 0 | 0 | 0 | 0 | 0 | 0 | 0
|  | 1037 | 2 | 293 | 5 | 44 | 13 | 2 | 7 | -1.88 | 2.42 | 259 | 100448 | 2.952 | 0 | 106.7641 | 0.2 | 0 | 0 | 0 | 0 | 0 | 0 | 0 | 0 | 0 | 0 | 0 | 0 | 0 | 0 | 0 | 0 | 0 | 0
|  | 1038 | 2 | 294 | 6 | 44 | 13 | 2 | 7 | -2.02 | 2.56 | 255 | 100438 | 2.955 | 0 | 94.5469 | 0.2 | 0 | 0 | 0 | 0 | 0 | 0 | 0 | 0 | 0 | 0 | 0 | 0 | 0 | 0 | 0 | 0 | 0 | 0
|  | 1039 | 2 | 295 | 7 | 44 | 13 | 2 | 7 | -2.16 | 2.7 | 251 | 100428 | 2.958 | 0 | 83.327 | 0.2 | 0 | 0 | 0 | 0 | 0 | 0 | 0 | 0 | 0 | 0 | 0 | 0 | 0 | 0 | 0 | 0 | 0 | 0
|  | 1040 | 2 | 296 | 8 | 44 | 13 | 2 | 7 | -1.49 | 2.97 | 254 | 100444 | 3.088 | 0 | 72.3252 | 0.2 | 0 | 0 | 0 | 0 | 0 | 0 | 0 | 0 | 0 | 0 | 0 | 0 | 0 | 0 | 0 | 0 | 0 | 0
|  | 1041 | 2 | 297 | 9 | 44 | 13 | 2 | 7 | -0.82 | 3.23 | 258 | 100461 | 3.222 | 6.4488 | 60.9172 | 0.2 | 10.8544 | 10.8544 | 10.8544 | 10.8544 | 10.8544 | 10.8544 | 10.8544 | 10.8544 | 17.3053 | 17.3053 | 17.3053 | 17.3053 | 17.3053 | 17.3053 | 17.3053 | 17.3053 | 21 | 21
|  | 1042 | 2 | 298 | 10 | 44 | 13 | 2 | 7 | -0.14 | 3.49 | 261 | 100477 | 3.364 | 14.5458 | 48.5779 | 0.2 | 62.2361 | 62.2361 | 401.9097 | 62.2361 | 361.9321 | 62.2361 | 62.2361 | 62.2361 | 66.5736 | 66.5736 | 389.8698 | 66.5736 | 361.6013 | 66.5736 | 66.5736 | 66.5736 | 177.3613 | 59.8251
|  | 1043 | 2 | 299 | 11 | 44 | 13 | 2 | 7 | 0.58 | 3.34 | 273 | 100434 | 3.325 | 21.1525 | 34.9144 | 0.2 | 95.2624 | 95.2624 | 332.5547 | 95.2624 | 435.2307 | 95.2624 | 95.2624 | 95.2624 | 107.9276 | 107.9276 | 389.1487 | 107.9276 | 461.7516 | 107.9276 | 107.9276 | 107.9276 | 263.3662 | 102.9518
|  | 1044 | 2 | 300 | 12 | 44 | 13 | 2 | 7 | 1.3 | 3.2 | 285 | 100392 | 3.271 | 25.7175 | 19.8133 | 0.2 | 88.8523 | 88.8523 | 118.2038 | 88.8523 | 170.32 | 88.8523 | 88.8523 | 88.8523 | 130.2276 | 130.2276 | 180.4739 | 130.2276 | 217.3256 | 130.2276 | 138.9646 | 130.2276 | 192.4496 | 150.7422
|  | 1045 | 2 | 301 | 13 | 44 | 13 | 2 | 7 | 2.03 | 3.05 | 297 | 100349 | 3.203 | 27.7375 | 3.638 | 0.2 | 120.5663 | 120.5663 | 156.3582 | 120.5663 | 683.5066 | 120.5663 | 120.5663 | 120.5663 | 125.3606 | 125.3606 | 360.4097 | 125.3606 | 733.1599 | 125.3606 | 309.7922 | 125.3606 | 410.87 | 114.2523
|  | 1046 | 2 | 302 | 14 | 44 | 13 | 2 | 7 | 1.76 | 2.83 | 301 | 100339 | 2.949 | 26.9469 | -12.7599 | 0.2 | 120.3091 | 120.3091 | 120.3091 | 120.3091 | 681.8609 | 120.3091 | 247.4774 | 120.3091 | 126.0671 | 126.0671 | 243.1147 | 126.0671 | 730.1134 | 126.0671 | 422.9579 | 126.0671 | 408.5342 | 115.8355
|  | 1047 | 2 | 303 | 15 | 44 | 13 | 2 | 7 | 1.49 | 2.62 | 305 | 100330 | 2.704 | 23.4534 | -28.4132 | 0.2 | 84.5942 | 84.5942 | 84.5942 | 84.5942 | 158.1185 | 84.5942 | 124.3704 | 84.5942 | 124.46 | 124.46 | 124.46 | 124.46 | 202.0941 | 124.46 | 178.2306 | 124.46 | 180.5063 | 144.2394
|  | 1048 | 2 | 304 | 16 | 44 | 13 | 2 | 7 | 1.22 | 2.4 | 308 | 100320 | 2.466 | 17.6795 | -42.7218 | 0.2 | 83.0517 | 83.0517 | 83.0517 | 83.0517 | 246.6065 | 83.0517 | 234.0912 | 83.0517 | 109.652 | 109.652 | 109.652 | 109.652 | 275.4804 | 109.652 | 266.6307 | 109.652 | 188.4226 | 117.4606
|  | 1049 | 2 | 305 | 17 | 44 | 13 | 2 | 7 | 0.86 | 2.28 | 292 | 100307 | 2.576 | 10.1754 | -55.6095 | 0.2 | 39.986 | 39.986 | 39.986 | 39.986 | 83.8277 | 39.986 | 104.0379 | 39.986 | 59.5358 | 59.5358 | 59.5358 | 59.5358 | 100.3876 | 59.5358 | 114.6784 | 59.5358 | 83.3602 | 69.4287
|  | 1050 | 2 | 306 | 18 | 44 | 13 | 2 | 7 | 0.5 | 2.15 | 275 | 100294 | 2.677 | 1.4651 | -67.3699 | 0.2 | 9.7166 | 9.7166 | 9.7166 | 9.7166 | 17.4052 | 9.7166 | 28.1601 | 9.7166 | 15.1712 | 15.1712 | 15.1712 | 15.1712 | 20.9693 | 15.1712 | 28.5741 | 15.1712 | 18.769 | 18.2579
|  | 1051 | 2 | 307 | 19 | 44 | 13 | 2 | 7 | 0.14 | 2.03 | 259 | 100280 | 2.772 | 0 | -78.4805 | 0.2 | 0 | 0 | 0 | 0 | 0 | 0 | 0 | 0 | 0 | 0 | 0 | 0 | 0 | 0 | 0 | 0 | 0 | 0
|  | 1052 | 2 | 308 | 20 | 44 | 13 | 2 | 7 | -0.62 | 1.99 | 252 | 100297 | 2.643 | 0 | -89.5193 | 0.2 | 0 | 0 | 0 | 0 | 0 | 0 | 0 | 0 | 0 | 0 | 0 | 0 | 0 | 0 | 0 | 0 | 0 | 0
|  | 1053 | 2 | 309 | 21 | 44 | 13 | 2 | 7 | -1.38 | 1.94 | 245 | 100313 | 2.519 | 0 | -101.1858 | 0.2 | 0 | 0 | 0 | 0 | 0 | 0 | 0 | 0 | 0 | 0 | 0 | 0 | 0 | 0 | 0 | 0 | 0 | 0
|  | 1054 | 2 | 310 | 22 | 44 | 13 | 2 | 7 | -2.14 | 1.9 | 237 | 100330 | 2.4 | 0 | -114.3917 | 0.2 | 0 | 0 | 0 | 0 | 0 | 0 | 0 | 0 | 0 | 0 | 0 | 0 | 0 | 0 | 0 | 0 | 0 | 0
|  | 1055 | 2 | 311 | 23 | 44 | 13 | 2 | 7 | -2.6 | 1.9 | 231 | 100320 | 2.388 | 0 | -130.3497 | 0.2 | 0 | 0 | 0 | 0 | 0 | 0 | 0 | 0 | 0 | 0 | 0 | 0 | 0 | 0 | 0 | 0 | 0 | 0
|  | 1056 | 2 | 312 | 24 | 44 | 13 | 2 | 7 | -3.05 | 1.89 | 225 | 100310 | 2.377 | 0 | -150.3435 | 0.2 | 0 | 0 | 0 | 0 | 0 | 0 | 0 | 0 | 0 | 0 | 0 | 0 | 0 | 0 | 0 | 0 | 0 | 0
|  | 1057 | 2 | 313 | 1 | 45 | 14 | 3 | 7 | -3.51 | 1.89 | 219 | 100300 | 2.361 | 0 | -174.4386 | 0.2 | 0 | 0 | 0 | 0 | 0 | 0 | 0 | 0 | 0 | 0 | 0 | 0 | 0 | 0 | 0 | 0 | 0 | 0
|  | 1058 | 2 | 314 | 2 | 45 | 14 | 3 | 7 | -3.21 | 2.09 | 220 | 100303 | 2.48 | 0 | 160.6902 | 0.2 | 0 | 0 | 0 | 0 | 0 | 0 | 0 | 0 | 0 | 0 | 0 | 0 | 0 | 0 | 0 | 0 | 0 | 0
|  | 1059 | 2 | 315 | 3 | 45 | 14 | 3 | 7 | -2.92 | 2.29 | 220 | 100307 | 2.601 | 0 | 138.849 | 0.2 | 0 | 0 | 0 | 0 | 0 | 0 | 0 | 0 | 0 | 0 | 0 | 0 | 0 | 0 | 0 | 0 | 0 | 0
|  | 1060 | 2 | 316 | 4 | 45 | 14 | 3 | 7 | -2.62 | 2.5 | 221 | 100310 | 2.728 | 0 | 121.2732 | 0.2 | 0 | 0 | 0 | 0 | 0 | 0 | 0 | 0 | 0 | 0 | 0 | 0 | 0 | 0 | 0 | 0 | 0 | 0
|  | 1061 | 2 | 317 | 5 | 45 | 14 | 3 | 7 | -2.48 | 2.26 | 228 | 100336 | 2.778 | 0 | 107.018 | 0.2 | 0 | 0 | 0 | 0 | 0 | 0 | 0 | 0 | 0 | 0 | 0 | 0 | 0 | 0 | 0 | 0 | 0 | 0
|  | 1062 | 2 | 318 | 6 | 45 | 14 | 3 | 7 | -2.34 | 2.03 | 236 | 100362 | 2.83 | 0 | 94.7896 | 0.2 | 0 | 0 | 0 | 0 | 0 | 0 | 0 | 0 | 0 | 0 | 0 | 0 | 0 | 0 | 0 | 0 | 0 | 0
|  | 1063 | 2 | 319 | 7 | 45 | 14 | 3 | 7 | -2.19 | 1.79 | 244 | 100389 | 2.884 | 0 | 83.5563 | 0.2 | 0 | 0 | 0 | 0 | 0 | 0 | 0 | 0 | 0 | 0 | 0 | 0 | 0 | 0 | 0 | 0 | 0 | 0
|  | 1064 | 2 | 320 | 8 | 45 | 14 | 3 | 7 | -1.53 | 1.77 | 268 | 100467 | 2.996 | 0 | 72.5403 | 0.2 | 0 | 0 | 0 | 0 | 0 | 0 | 0 | 0 | 0 | 0 | 0 | 0 | 0 | 0 | 0 | 0 | 0 | 0
|  | 1065 | 2 | 321 | 9 | 45 | 14 | 3 | 7 | -0.87 | 1.76 | 291 | 100546 | 3.11 | 6.7216 | 61.1152 | 0.2 | 9.2777 | 9.2777 | 9.2777 | 9.2777 | 9.2777 | 9.2777 | 9.2777 | 9.2777 | 14.8147 | 14.8147 | 14.8147 | 14.8147 | 14.8147 | 14.8147 | 14.8147 | 14.8147 | 18 | 18
|  | 1066 | 2 | 322 | 10 | 45 | 14 | 3 | 7 | -0.21 | 1.74 | 314 | 100624 | 3.228 | 14.837 | 48.7517 | 0.2 | 41.2665 | 41.2665 | 73.0787 | 41.2665 | 69.1634 | 41.2665 | 41.2665 | 41.2665 | 61.9664 | 61.9664 | 92.3866 | 61.9664 | 89.618 | 61.9664 | 61.9664 | 61.9664 | 83.7168 | 72.5084
|  | 1067 | 2 | 323 | 11 | 45 | 14 | 3 | 7 | 0.41 | 2.26 | 329 | 100667 | 3.147 | 21.4638 | 35.051 | 0.2 | 90.8631 | 90.8631 | 304.2899 | 90.8631 | 395.0911 | 90.8631 | 90.8631 | 90.8631 | 106.0551 | 106.0551 | 360.2904 | 106.0551 | 424.4965 | 106.0551 | 106.0551 | 106.0551 | 250.4768 | 104.3605
|  | 1068 | 2 | 324 | 12 | 45 | 14 | 3 | 7 | 1.03 | 2.78 | 343 | 100710 | 3.052 | 26.0457 | 19.8951 | 0.2 | 37.7181 | 37.7181 | 37.7181 | 37.7181 | 37.7181 | 37.7181 | 37.7181 | 37.7181 | 59.6884 | 59.6884 | 59.6884 | 59.6884 | 59.6884 | 59.6884 | 59.6884 | 59.6884 | 72 | 72
|  | 1069 | 2 | 325 | 13 | 45 | 14 | 3 | 7 | 1.66 | 3.3 | 358 | 100752 | 2.943 | 28.0736 | 3.6497 | 0.2 | 71.8462 | 71.8462 | 72.7192 | 71.8462 | 85.5325 | 71.8462 | 71.8462 | 71.8462 | 112.2638 | 112.2638 | 118.0533 | 112.2638 | 127.1136 | 112.2638 | 116.8187 | 112.2638 | 142 | 134.6855
|  | 1070 | 2 | 326 | 14 | 45 | 14 | 3 | 7 | 1.75 | 3.47 | 2 | 100795 | 2.852 | 27.2788 | -12.8214 | 0.2 | 116.3052 | 116.3052 | 116.3052 | 116.3052 | 344.983 | 116.3052 | 168.3495 | 116.3052 | 156.3159 | 156.3159 | 205.0307 | 156.3159 | 403.5313 | 156.3159 | 278.6325 | 156.3159 | 293.3946 | 172.4571
|  | 1071 | 2 | 327 | 15 | 45 | 14 | 3 | 7 | 1.84 | 3.65 | 7 | 100837 | 2.76 | 23.7701 | -28.5365 | 0.2 | 38.2424 | 38.2424 | 38.2424 | 38.2424 | 38.2424 | 38.2424 | 38.2424 | 38.2424 | 60.5177 | 60.5177 | 60.5177 | 60.5177 | 60.5177 | 60.5177 | 60.5177 | 60.5177 | 73 | 73
|  | 1072 | 2 | 328 | 16 | 45 | 14 | 3 | 7 | 1.93 | 3.82 | 11 | 100880 | 2.667 | 17.9758 | -42.889 | 0.2 | 26.0332 | 26.0332 | 26.0332 | 26.0332 | 26.0332 | 26.0332 | 26.0332 | 26.0332 | 41.3372 | 41.3372 | 41.3372 | 41.3372 | 41.3372 | 41.3372 | 41.3372 | 41.3372 | 50 | 50
|  | 1073 | 2 | 329 | 17 | 45 | 14 | 3 | 7 | 0.17 | 3.3 | 10 | 100929 | 2.538 | 10.4512 | -55.8051 | 0.2 | 45.8093 | 45.8093 | 45.8093 | 45.8093 | 117.4038 | 45.8093 | 151.1775 | 45.8093 | 64.9124 | 64.9124 | 64.9124 | 64.9124 | 132.1532 | 64.9124 | 156.0348 | 64.9124 | 96.5363 | 73.0381
|  | 1074 | 2 | 330 | 18 | 45 | 14 | 3 | 7 | -1.6 | 2.77 | 9 | 100978 | 2.396 | 1.7241 | -67.5845 | 0.2 | 9.3931 | 9.3931 | 9.3931 | 9.3931 | 14.7645 | 9.3931 | 22.415 | 9.3931 | 14.7408 | 14.7408 | 14.7408 | 14.7408 | 18.8387 | 14.7408 | 24.2485 | 14.7408 | 18.1958 | 17.7717
|  | 1075 | 2 | 331 | 19 | 45 | 14 | 3 | 7 | -3.37 | 2.25 | 8 | 101028 | 2.246 | 0 | -78.71 | 0.2 | 0 | 0 | 0 | 0 | 0 | 0 | 0 | 0 | 0 | 0 | 0 | 0 | 0 | 0 | 0 | 0 | 0 | 0
|  | 1076 | 2 | 332 | 20 | 45 | 14 | 3 | 7 | -3.75 | 2.2 | 11 | 101106 | 2.214 | 0 | -89.7626 | 0.2 | 0 | 0 | 0 | 0 | 0 | 0 | 0 | 0 | 0 | 0 | 0 | 0 | 0 | 0 | 0 | 0 | 0 | 0
|  | 1077 | 2 | 333 | 21 | 45 | 14 | 3 | 7 | -4.12 | 2.15 | 14 | 101185 | 2.184 | 0 | -101.4424 | 0.2 | 0 | 0 | 0 | 0 | 0 | 0 | 0 | 0 | 0 | 0 | 0 | 0 | 0 | 0 | 0 | 0 | 0 | 0
|  | 1078 | 2 | 334 | 22 | 45 | 14 | 3 | 7 | -4.5 | 2.1 | 17 | 101263 | 2.151 | 0 | -114.6564 | 0.2 | 0 | 0 | 0 | 0 | 0 | 0 | 0 | 0 | 0 | 0 | 0 | 0 | 0 | 0 | 0 | 0 | 0 | 0
|  | 1079 | 2 | 335 | 23 | 45 | 14 | 3 | 7 | -3.93 | 1.87 | 17 | 101296 | 2.269 | 0 | -130.6026 | 0.2 | 0 | 0 | 0 | 0 | 0 | 0 | 0 | 0 | 0 | 0 | 0 | 0 | 0 | 0 | 0 | 0 | 0 | 0
|  | 1080 | 2 | 336 | 24 | 45 | 14 | 3 | 7 | -3.37 | 1.65 | 18 | 101329 | 2.39 | 0 | -150.532 | 0.2 | 0 | 0 | 0 | 0 | 0 | 0 | 0 | 0 | 0 | 0 | 0 | 0 | 0 | 0 | 0 | 0 | 0 | 0
|  | 1081 | 2 | 337 | 1 | 46 | 15 | 4 | 7 | -2.8 | 1.42 | 18 | 101362 | 2.518 | 0 | -174.4888 | 0.2 | 0 | 0 | 0 | 0 | 0 | 0 | 0 | 0 | 0 | 0 | 0 | 0 | 0 | 0 | 0 | 0 | 0 | 0
|  | 1082 | 2 | 338 | 2 | 46 | 15 | 4 | 7 | -2.64 | 1.58 | 27 | 101352 | 2.554 | 0 | 160.806 | 0.2 | 0 | 0 | 0 | 0 | 0 | 0 | 0 | 0 | 0 | 0 | 0 | 0 | 0 | 0 | 0 | 0 | 0 | 0
|  | 1083 | 2 | 339 | 3 | 46 | 15 | 4 | 7 | -2.47 | 1.74 | 36 | 101342 | 2.592 | 0 | 139.0672 | 0.2 | 0 | 0 | 0 | 0 | 0 | 0 | 0 | 0 | 0 | 0 | 0 | 0 | 0 | 0 | 0 | 0 | 0 | 0
|  | 1084 | 2 | 340 | 4 | 46 | 15 | 4 | 7 | -2.31 | 1.9 | 45 | 101332 | 2.629 | 0 | 121.5254 | 0.2 | 0 | 0 | 0 | 0 | 0 | 0 | 0 | 0 | 0 | 0 | 0 | 0 | 0 | 0 | 0 | 0 | 0 | 0
|  | 1085 | 2 | 341 | 5 | 46 | 15 | 4 | 7 | -2.51 | 1.4 | 61 | 101336 | 2.582 | 0 | 107.2707 | 0.2 | 0 | 0 | 0 | 0 | 0 | 0 | 0 | 0 | 0 | 0 | 0 | 0 | 0 | 0 | 0 | 0 | 0 | 0
|  | 1086 | 2 | 342 | 6 | 46 | 15 | 4 | 7 | -2.71 | 0.89 | 76 | 101339 | 2.536 | 0 | 95.032 | 0.2 | 0 | 0 | 0 | 0 | 0 | 0 | 0 | 0 | 0 | 0 | 0 | 0 | 0 | 0 | 0 | 0 | 0 | 0
|  | 1087 | 2 | 343 | 7 | 46 | 15 | 4 | 7 | -2.9 | 0.39 | 92 | 101342 | 2.493 | 0 | 83.7856 | 0.2 | 0 | 0 | 0 | 0 | 0 | 0 | 0 | 0 | 0 | 0 | 0 | 0 | 0 | 0 | 0 | 0 | 0 | 0
|  | 1088 | 2 | 344 | 8 | 46 | 15 | 4 | 7 | -2.46 | 0.31 | 114 | 101378 | 2.469 | 0 | 72.7555 | 0.2 | 0 | 0 | 0 | 0 | 0 | 0 | 0 | 0 | 0 | 0 | 0 | 0 | 0 | 0 | 0 | 0 | 0 | 0
|  | 1089 | 2 | 345 | 9 | 46 | 15 | 4 | 7 | -2.02 | 0.24 | 135 | 101414 | 2.439 | 6.9989 | 61.3134 | 0.2 | 12.9514 | 12.9514 | 12.9514 | 12.9514 | 12.9514 | 12.9514 | 12.9514 | 12.9514 | 20.6225 | 20.6225 | 20.6225 | 20.6225 | 20.6225 | 20.6225 | 20.6225 | 20.6225 | 25 | 25
|  | 1090 | 2 | 346 | 10 | 46 | 15 | 4 | 7 | -1.58 | 0.17 | 157 | 101450 | 2.405 | 15.1327 | 48.9254 | 0.2 | 59.8399 | 59.8399 | 500.8876 | 59.8399 | 444.246 | 59.8399 | 59.8399 | 59.8399 | 57.5293 | 57.5293 | 481.2749 | 57.5293 | 441.2232 | 57.5293 | 57.5293 | 57.5293 | 205.6913 | 47.4722
|  | 1091 | 2 | 347 | 11 | 46 | 15 | 4 | 7 | -0.7 | 0.23 | 114 | 101404 | 2.407 | 21.7795 | 35.187 | 0.2 | 89.7554 | 89.7554 | 448.9186 | 89.7554 | 599.1469 | 89.7554 | 89.7554 | 89.7554 | 87.3329 | 87.3329 | 517.3939 | 87.3329 | 623.6213 | 87.3329 | 87.3329 | 87.3329 | 323.5731 | 74.5381
|  | 1092 | 2 | 348 | 12 | 46 | 15 | 4 | 7 | 0.18 | 0.3 | 72 | 101358 | 2.397 | 26.378 | 19.9753 | 0.2 | 115.1291 | 115.1291 | 295.2438 | 115.1291 | 610.6551 | 115.1291 | 115.1291 | 115.1291 | 122.276 | 122.276 | 434.5264 | 122.276 | 657.5559 | 122.276 | 179.8058 | 122.276 | 374.2094 | 112.7353
|  | 1093 | 2 | 349 | 13 | 46 | 15 | 4 | 7 | 1.06 | 0.37 | 30 | 101313 | 2.373 | 28.4135 | 3.6585 | 0.2 | 117.6416 | 117.6416 | 157.3934 | 117.6416 | 739.3471 | 117.6416 | 117.6416 | 117.6416 | 115.0566 | 115.0566 | 381.4826 | 115.0566 | 792.986 | 115.0566 | 325.2651 | 115.0566 | 436.9745 | 99.943
|  | 1094 | 2 | 350 | 14 | 46 | 15 | 4 | 7 | 1.4 | 0.66 | 22 | 101257 | 2.38 | 27.6137 | -12.8871 | 0.2 | 123.1636 | 123.1636 | 123.1636 | 123.1636 | 676.4528 | 123.1636 | 249.7526 | 123.1636 | 129.6737 | 129.6737 | 250.1018 | 129.6737 | 730.8483 | 129.6737 | 429.1256 | 129.6737 | 416.5782 | 119.6782
|  | 1095 | 2 | 351 | 15 | 46 | 15 | 4 | 7 | 1.75 | 0.94 | 14 | 101201 | 2.387 | 24.0893 | -28.6646 | 0.2 | 112.5427 | 112.5427 | 112.5427 | 112.5427 | 515.6305 | 112.5427 | 332.9034 | 112.5427 | 130.872 | 130.872 | 130.872 | 130.872 | 561.1324 | 130.872 | 431.9247 | 130.872 | 335.795 | 130.4028
|  | 1096 | 2 | 352 | 16 | 46 | 15 | 4 | 7 | 2.09 | 1.23 | 6 | 101145 | 2.392 | 18.2739 | -43.0611 | 0.2 | 98.4078 | 98.4078 | 98.4078 | 98.4078 | 402.7826 | 98.4078 | 382.8493 | 98.4078 | 119.8874 | 119.8874 | 119.8874 | 119.8874 | 432.386 | 119.8874 | 418.291 | 119.8874 | 259.683 | 122.1181
|  | 1097 | 2 | 353 | 17 | 46 | 15 | 4 | 7 | 1.36 | 1.14 | 348 | 101136 | 2.516 | 10.7284 | -56.0054 | 0.2 | 53.3337 | 53.3337 | 53.3337 | 53.3337 | 162.4169 | 53.3337 | 215.0892 | 53.3337 | 71.7418 | 71.7418 | 71.7418 | 71.7418 | 175.0131 | 71.7418 | 212.2581 | 71.7418 | 114.5092 | 77.5445
|  | 1098 | 2 | 354 | 18 | 46 | 15 | 4 | 7 | 0.63 | 1.06 | 330 | 101126 | 2.62 | 1.9842 | -67.8037 | 0.2 | 16.3877 | 16.3877 | 16.3877 | 16.3877 | 48.8807 | 16.3877 | 96.0239 | 16.3877 | 22.5511 | 22.5511 | 22.5511 | 22.5511 | 47.634 | 22.5511 | 80.9693 | 22.5511 | 27.4048 | 24.4251
|  | 1099 | 2 | 355 | 19 | 46 | 15 | 4 | 7 | -0.11 | 0.98 | 312 | 101116 | 2.704 | 0 | -78.9437 | 0.2 | 0 | 0 | 0 | 0 | 0 | 0 | 0 | 0 | 0 | 0 | 0 | 0 | 0 | 0 | 0 | 0 | 0 | 0
|  | 1100 | 2 | 356 | 20 | 46 | 15 | 4 | 7 | -0.67 | 1.34 | 278 | 101109 | 2.561 | 0 | -90.0101 | 0.2 | 0 | 0 | 0 | 0 | 0 | 0 | 0 | 0 | 0 | 0 | 0 | 0 | 0 | 0 | 0 | 0 | 0 | 0
|  | 1101 | 2 | 357 | 21 | 46 | 15 | 4 | 7 | -1.23 | 1.7 | 245 | 101103 | 2.426 | 0 | -101.7029 | 0.2 | 0 | 0 | 0 | 0 | 0 | 0 | 0 | 0 | 0 | 0 | 0 | 0 | 0 | 0 | 0 | 0 | 0 | 0
|  | 1102 | 2 | 358 | 22 | 46 | 15 | 4 | 7 | -1.79 | 2.06 | 211 | 101096 | 2.296 | 0 | -114.9249 | 0.2 | 0 | 0 | 0 | 0 | 0 | 0 | 0 | 0 | 0 | 0 | 0 | 0 | 0 | 0 | 0 | 0 | 0 | 0
|  | 1103 | 2 | 359 | 23 | 46 | 15 | 4 | 7 | -1.84 | 2.16 | 212 | 101060 | 2.255 | 0 | -130.8589 | 0.2 | 0 | 0 | 0 | 0 | 0 | 0 | 0 | 0 | 0 | 0 | 0 | 0 | 0 | 0 | 0 | 0 | 0 | 0
|  | 1104 | 2 | 360 | 24 | 46 | 15 | 4 | 7 | -1.89 | 2.26 | 213 | 101024 | 2.214 | 0 | -150.7242 | 0.2 | 0 | 0 | 0 | 0 | 0 | 0 | 0 | 0 | 0 | 0 | 0 | 0 | 0 | 0 | 0 | 0 | 0 | 0
|  | 1105 | 2 | 361 | 1 | 47 | 16 | 5 | 7 | -1.94 | 2.36 | 214 | 100988 | 2.173 | 0 | -174.5433 | 0.2 | 0 | 0 | 0 | 0 | 0 | 0 | 0 | 0 | 0 | 0 | 0 | 0 | 0 | 0 | 0 | 0 | 0 | 0
|  | 1106 | 2 | 362 | 2 | 47 | 16 | 5 | 7 | -1.65 | 2.54 | 216 | 100942 | 2.231 | 0 | 160.9168 | 0.2 | 0 | 0 | 0 | 0 | 0 | 0 | 0 | 0 | 0 | 0 | 0 | 0 | 0 | 0 | 0 | 0 | 0 | 0
|  | 1107 | 2 | 363 | 3 | 47 | 16 | 5 | 7 | -1.35 | 2.72 | 219 | 100896 | 2.292 | 0 | 139.2813 | 0.2 | 0 | 0 | 0 | 0 | 0 | 0 | 0 | 0 | 0 | 0 | 0 | 0 | 0 | 0 | 0 | 0 | 0 | 0
|  | 1108 | 2 | 364 | 4 | 47 | 16 | 5 | 7 | -1.06 | 2.9 | 222 | 100851 | 2.353 | 0 | 121.7751 | 0.2 | 0 | 0 | 0 | 0 | 0 | 0 | 0 | 0 | 0 | 0 | 0 | 0 | 0 | 0 | 0 | 0 | 0 | 0
|  | 1109 | 2 | 365 | 5 | 47 | 16 | 5 | 7 | -0.87 | 3.08 | 224 | 100815 | 2.524 | 0 | 107.5223 | 0.2 | 0 | 0 | 0 | 0 | 0 | 0 | 0 | 0 | 0 | 0 | 0 | 0 | 0 | 0 | 0 | 0 | 0 | 0
|  | 1110 | 2 | 366 | 6 | 47 | 16 | 5 | 7 | -0.67 | 3.26 | 226 | 100778 | 2.701 | 0 | 95.2738 | 0.2 | 0 | 0 | 0 | 0 | 0 | 0 | 0 | 0 | 0 | 0 | 0 | 0 | 0 | 0 | 0 | 0 | 0 | 0
|  | 1111 | 2 | 367 | 7 | 47 | 16 | 5 | 7 | -0.47 | 3.43 | 229 | 100742 | 2.884 | 0 | 84.0148 | 0.2 | 0 | 0 | 0 | 0 | 0 | 0 | 0 | 0 | 0 | 0 | 0 | 0 | 0 | 0 | 0 | 0 | 0 | 0
|  | 1112 | 2 | 368 | 8 | 47 | 16 | 5 | 7 | -0.14 | 3.63 | 229 | 100746 | 3.102 | 0 | 72.9708 | 0.2 | 0 | 0 | 0 | 0 | 0 | 0 | 0 | 0 | 0 | 0 | 0 | 0 | 0 | 0 | 0 | 0 | 0 | 0
|  | 1113 | 2 | 369 | 9 | 47 | 16 | 5 | 7 | 0.19 | 3.83 | 230 | 100749 | 3.328 | 7.2806 | 61.5117 | 0.2 | 2.0391 | 2.0391 | 2.0391 | 2.0391 | 2.0391 | 2.0391 | 2.0391 | 2.0391 | 3.2762 | 3.2762 | 3.2762 | 3.2762 | 3.2762 | 3.2762 | 3.2762 | 3.2762 | 4 | 4
|  | 1114 | 2 | 370 | 10 | 47 | 16 | 5 | 7 | 0.53 | 4.03 | 230 | 100752 | 3.567 | 15.4328 | 49.099 | 0.2 | 38.4465 | 38.4465 | 47.7269 | 38.4465 | 46.4857 | 38.4465 | 38.4465 | 38.4465 | 60.4214 | 60.4214 | 69.3803 | 60.4214 | 68.5027 | 60.4214 | 60.4214 | 60.4214 | 76.1709 | 72.7814
|  | 1115 | 2 | 371 | 11 | 47 | 16 | 5 | 7 | 0.64 | 3.97 | 234 | 100746 | 3.63 | 22.0993 | 35.3223 | 0.2 | 49.8402 | 49.8402 | 53.5309 | 49.8402 | 55.0484 | 49.8402 | 49.8402 | 49.8402 | 78.4285 | 78.4285 | 82.871 | 78.4285 | 83.9441 | 78.4285 | 78.4285 | 78.4285 | 97 | 94.4081
|  | 1116 | 2 | 372 | 12 | 47 | 16 | 5 | 7 | 0.75 | 3.92 | 237 | 100739 | 3.694 | 26.7143 | 20.0538 | 0.2 | 78.0451 | 78.0451 | 86.8064 | 78.0451 | 102.0463 | 78.0451 | 78.0451 | 78.0451 | 121.2456 | 121.2456 | 136.5331 | 121.2456 | 147.3093 | 121.2456 | 124.1428 | 121.2456 | 158.0724 | 145.2139
|  | 1117 | 2 | 373 | 13 | 47 | 16 | 5 | 7 | 0.87 | 3.86 | 241 | 100733 | 3.761 | 28.7571 | 3.6643 | 0.2 | 98.0982 | 98.0982 | 103.1819 | 98.0982 | 177.4789 | 98.0982 | 98.0982 | 98.0982 | 143.8553 | 143.8553 | 178.3166 | 143.8553 | 230.8524 | 143.8553 | 171.1271 | 143.8553 | 210.0302 | 166.3784
|  | 1118 | 2 | 374 | 14 | 47 | 16 | 5 | 7 | 1.13 | 3.7 | 245 | 100726 | 3.866 | 27.9518 | -12.9569 | 0.2 | 61.1093 | 61.1093 | 61.1093 | 61.1093 | 67.9706 | 61.1093 | 62.6879 | 61.1093 | 95.9136 | 95.9136 | 97.4391 | 95.9136 | 103.4071 | 95.9136 | 99.6716 | 95.9136 | 119 | 115.264
|  | 1119 | 2 | 375 | 15 | 47 | 16 | 5 | 7 | 1.39 | 3.54 | 248 | 100719 | 3.974 | 24.4109 | -28.7976 | 0.2 | 58.2083 | 58.2083 | 58.2083 | 58.2083 | 66.3045 | 58.2083 | 62.6588 | 58.2083 | 91.341 | 91.341 | 91.341 | 91.341 | 100.0307 | 91.341 | 97.4528 | 91.341 | 114 | 109.807
|  | 1120 | 2 | 376 | 16 | 47 | 16 | 5 | 7 | 1.65 | 3.38 | 252 | 100713 | 4.084 | 18.5737 | -43.2381 | 0.2 | 55.9451 | 55.9451 | 55.9451 | 55.9451 | 71.064 | 55.9451 | 70.1617 | 55.9451 | 87.4332 | 87.4332 | 87.4332 | 87.4332 | 103.0549 | 87.4332 | 102.4169 | 87.4332 | 112 | 105.0264
|  | 1121 | 2 | 377 | 17 | 47 | 16 | 5 | 7 | 1.43 | 3.25 | 247 | 100719 | 4.051 | 11.0068 | -56.2106 | 0.2 | 32.6605 | 32.6605 | 32.6605 | 32.6605 | 41.8392 | 32.6605 | 46.377 | 32.6605 | 51.297 | 51.297 | 51.297 | 51.297 | 60.0573 | 51.297 | 63.2659 | 51.297 | 65 | 61.7899
|  | 1122 | 2 | 378 | 18 | 47 | 16 | 5 | 7 | 1.21 | 3.11 | 243 | 100726 | 4.018 | 2.2452 | -68.0273 | 0.2 | 14.2367 | 14.2367 | 14.2367 | 14.2367 | 38.5836 | 14.2367 | 74.5801 | 14.2367 | 20.5153 | 20.5153 | 20.5153 | 20.5153 | 39.5351 | 20.5153 | 64.9884 | 20.5153 | 25.802 | 23.2509
|  | 1123 | 2 | 379 | 19 | 47 | 16 | 5 | 7 | 0.98 | 2.98 | 238 | 100733 | 3.981 | 0 | -79.1817 | 0.2 | 0 | 0 | 0 | 0 | 0 | 0 | 0 | 0 | 0 | 0 | 0 | 0 | 0 | 0 | 0 | 0 | 0 | 0
|  | 1124 | 2 | 380 | 20 | 47 | 16 | 5 | 7 | 0.96 | 3.2 | 236 | 100700 | 3.985 | 0 | -90.2615 | 0.2 | 0 | 0 | 0 | 0 | 0 | 0 | 0 | 0 | 0 | 0 | 0 | 0 | 0 | 0 | 0 | 0 | 0 | 0
|  | 1125 | 2 | 381 | 21 | 47 | 16 | 5 | 7 | 0.93 | 3.43 | 234 | 100667 | 3.985 | 0 | -101.9672 | 0.2 | 0 | 0 | 0 | 0 | 0 | 0 | 0 | 0 | 0 | 0 | 0 | 0 | 0 | 0 | 0 | 0 | 0 | 0
|  | 1126 | 2 | 382 | 22 | 47 | 16 | 5 | 7 | 0.91 | 3.66 | 232 | 100634 | 3.989 | 0 | -115.1971 | 0.2 | 0 | 0 | 0 | 0 | 0 | 0 | 0 | 0 | 0 | 0 | 0 | 0 | 0 | 0 | 0 | 0 | 0 | 0
|  | 1127 | 2 | 383 | 23 | 47 | 16 | 5 | 7 | 1.05 | 3.98 | 231 | 100569 | 4.031 | 0 | -131.1187 | 0.2 | 0 | 0 | 0 | 0 | 0 | 0 | 0 | 0 | 0 | 0 | 0 | 0 | 0 | 0 | 0 | 0 | 0 | 0
|  | 1128 | 2 | 384 | 24 | 47 | 16 | 5 | 7 | 1.19 | 4.31 | 230 | 100503 | 4.073 | 0 | -150.9197 | 0.2 | 0 | 0 | 0 | 0 | 0 | 0 | 0 | 0 | 0 | 0 | 0 | 0 | 0 | 0 | 0 | 0 | 0 | 0
|  | 1129 | 2 | 385 | 1 | 48 | 17 | 6 | 7 | 1.33 | 4.63 | 230 | 100438 | 4.116 | 0 | -174.6021 | 0.2 | 0 | 0 | 0 | 0 | 0 | 0 | 0 | 0 | 0 | 0 | 0 | 0 | 0 | 0 | 0 | 0 | 0 | 0
|  | 1130 | 2 | 386 | 2 | 48 | 17 | 6 | 7 | 1.4 | 4.86 | 232 | 100392 | 4.141 | 0 | 161.0227 | 0.2 | 0 | 0 | 0 | 0 | 0 | 0 | 0 | 0 | 0 | 0 | 0 | 0 | 0 | 0 | 0 | 0 | 0 | 0
|  | 1131 | 2 | 387 | 3 | 48 | 17 | 6 | 7 | 1.46 | 5.08 | 234 | 100346 | 4.163 | 0 | 139.4914 | 0.2 | 0 | 0 | 0 | 0 | 0 | 0 | 0 | 0 | 0 | 0 | 0 | 0 | 0 | 0 | 0 | 0 | 0 | 0
|  | 1132 | 2 | 388 | 4 | 48 | 17 | 6 | 7 | 1.53 | 5.3 | 236 | 100300 | 4.189 | 0 | 122.0223 | 0.2 | 0 | 0 | 0 | 0 | 0 | 0 | 0 | 0 | 0 | 0 | 0 | 0 | 0 | 0 | 0 | 0 | 0 | 0
|  | 1133 | 2 | 389 | 5 | 48 | 17 | 6 | 7 | 1.8 | 5.42 | 239 | 100244 | 4.274 | 0 | 107.7724 | 0.2 | 0 | 0 | 0 | 0 | 0 | 0 | 0 | 0 | 0 | 0 | 0 | 0 | 0 | 0 | 0 | 0 | 0 | 0
|  | 1134 | 2 | 390 | 6 | 48 | 17 | 6 | 7 | 2.08 | 5.54 | 242 | 100189 | 4.364 | 0 | 95.515 | 0.2 | 0 | 0 | 0 | 0 | 0 | 0 | 0 | 0 | 0 | 0 | 0 | 0 | 0 | 0 | 0 | 0 | 0 | 0
|  | 1135 | 2 | 391 | 7 | 48 | 17 | 6 | 7 | 2.36 | 5.67 | 245 | 100133 | 4.455 | 0 | 84.2439 | 0.2 | 0 | 0 | 0 | 0 | 0 | 0 | 0 | 0 | 0 | 0 | 0 | 0 | 0 | 0 | 0 | 0 | 0 | 0
|  | 1136 | 2 | 392 | 8 | 48 | 17 | 6 | 7 | 2.75 | 5.73 | 248 | 100123 | 4.586 | 0 | 73.1861 | 0.2 | 0 | 0 | 0 | 0 | 0 | 0 | 0 | 0 | 0 | 0 | 0 | 0 | 0 | 0 | 0 | 0 | 0 | 0
|  | 1137 | 2 | 393 | 9 | 48 | 17 | 6 | 7 | 3.14 | 5.8 | 250 | 100113 | 4.719 | 7.5667 | 61.71 | 0.2 | 2.551 | 2.551 | 2.551 | 2.551 | 2.551 | 2.551 | 2.551 | 2.551 | 4.0967 | 4.0967 | 4.0967 | 4.0967 | 4.0967 | 4.0967 | 4.0967 | 4.0967 | 5 | 5
|  | 1138 | 2 | 394 | 10 | 48 | 17 | 6 | 7 | 3.54 | 5.86 | 253 | 100103 | 4.86 | 15.7371 | 49.2725 | 0.2 | 24.988 | 24.988 | 24.988 | 24.988 | 24.988 | 24.988 | 24.988 | 24.988 | 39.6809 | 39.6809 | 39.6809 | 39.6809 | 39.6809 | 39.6809 | 39.6809 | 39.6809 | 48 | 48
|  | 1139 | 2 | 395 | 11 | 48 | 17 | 6 | 7 | 3.46 | 5.53 | 256 | 100097 | 4.834 | 22.4234 | 35.4569 | 0.2 | 30.2684 | 30.2684 | 30.2684 | 30.2684 | 30.2684 | 30.2684 | 30.2684 | 30.2684 | 48.0005 | 48.0005 | 48.0005 | 48.0005 | 48.0005 | 48.0005 | 48.0005 | 48.0005 | 58 | 58
|  | 1140 | 2 | 396 | 12 | 48 | 17 | 6 | 7 | 3.39 | 5.19 | 260 | 100090 | 4.812 | 27.0546 | 20.1306 | 0.2 | 29.7695 | 29.7695 | 29.7695 | 29.7695 | 29.7695 | 29.7695 | 29.7695 | 29.7695 | 47.1892 | 47.1892 | 47.1892 | 47.1892 | 47.1892 | 47.1892 | 47.1892 | 47.1892 | 57 | 57
|  | 1141 | 2 | 397 | 13 | 48 | 17 | 6 | 7 | 3.32 | 4.86 | 263 | 100084 | 4.79 | 29.1042 | 3.6672 | 0.2 | 41.4724 | 41.4724 | 41.4724 | 41.4724 | 41.4724 | 41.4724 | 41.4724 | 41.4724 | 65.5531 | 65.5531 | 65.5531 | 65.5531 | 65.5531 | 65.5531 | 65.5531 | 65.5531 | 79 | 79
|  | 1142 | 2 | 398 | 14 | 48 | 17 | 6 | 7 | 3.48 | 4.4 | 266 | 100110 | 4.838 | 28.2927 | -13.0308 | 0.2 | 25.5594 | 25.5594 | 25.5594 | 25.5594 | 25.5594 | 25.5594 | 25.5594 | 25.5594 | 40.5436 | 40.5436 | 40.5436 | 40.5436 | 40.5436 | 40.5436 | 40.5436 | 40.5436 | 49 | 49
|  | 1143 | 2 | 399 | 15 | 48 | 17 | 6 | 7 | 3.65 | 3.94 | 269 | 100136 | 4.889 | 24.7346 | -28.9353 | 0.2 | 25.527 | 25.527 | 25.527 | 25.527 | 25.527 | 25.527 | 25.527 | 25.527 | 40.5207 | 40.5207 | 40.5207 | 40.5207 | 40.5207 | 40.5207 | 40.5207 | 40.5207 | 49 | 49
|  | 1144 | 2 | 400 | 16 | 48 | 17 | 6 | 7 | 3.82 | 3.48 | 272 | 100162 | 4.94 | 18.875 | -43.4201 | 0.2 | 53.3432 | 53.3432 | 53.3432 | 53.3432 | 65.1864 | 53.3432 | 64.5506 | 53.3432 | 83.5414 | 83.5414 | 83.5414 | 83.5414 | 95.8576 | 83.5414 | 95.4081 | 83.5414 | 106 | 100.4254
|  | 1145 | 2 | 401 | 17 | 48 | 17 | 6 | 7 | 3.78 | 3.31 | 298 | 100248 | 4.907 | 11.2862 | -56.4204 | 0.2 | 9.7806 | 9.7806 | 9.7806 | 9.7806 | 9.7806 | 9.7806 | 9.7806 | 9.7806 | 15.6289 | 15.6289 | 15.6289 | 15.6289 | 15.6289 | 15.6289 | 15.6289 | 15.6289 | 19 | 19
|  | 1146 | 2 | 402 | 18 | 48 | 17 | 6 | 7 | 3.74 | 3.14 | 323 | 100333 | 4.873 | 2.5071 | -68.2553 | 0.2 | 8.6975 | 8.6975 | 8.6975 | 8.6975 | 10.1044 | 8.6975 | 12.2248 | 8.6975 | 13.7803 | 13.7803 | 13.7803 | 13.7803 | 14.8926 | 13.7803 | 16.392 | 13.7803 | 16.835 | 16.6687
|  | 1147 | 2 | 403 | 19 | 48 | 17 | 6 | 7 | 3.69 | 2.98 | 348 | 100418 | 4.837 | 0 | -79.4239 | 0.2 | 0 | 0 | 0 | 0 | 0 | 0 | 0 | 0 | 0 | 0 | 0 | 0 | 0 | 0 | 0 | 0 | 0 | 0
|  | 1148 | 2 | 404 | 20 | 48 | 17 | 6 | 7 | 2.94 | 3.71 | 7 | 100520 | 4.412 | 0 | -90.5169 | 0.2 | 0 | 0 | 0 | 0 | 0 | 0 | 0 | 0 | 0 | 0 | 0 | 0 | 0 | 0 | 0 | 0 | 0 | 0
|  | 1149 | 2 | 405 | 21 | 48 | 17 | 6 | 7 | 2.18 | 4.43 | 25 | 100621 | 4.014 | 0 | -102.2353 | 0.2 | 0 | 0 | 0 | 0 | 0 | 0 | 0 | 0 | 0 | 0 | 0 | 0 | 0 | 0 | 0 | 0 | 0 | 0
|  | 1150 | 2 | 406 | 22 | 48 | 17 | 6 | 7 | 1.43 | 5.16 | 44 | 100723 | 3.648 | 0 | -115.4727 | 0.2 | 0 | 0 | 0 | 0 | 0 | 0 | 0 | 0 | 0 | 0 | 0 | 0 | 0 | 0 | 0 | 0 | 0 | 0
|  | 1151 | 2 | 407 | 23 | 48 | 17 | 6 | 7 | 0.51 | 4.53 | 48 | 100798 | 3.376 | 0 | -131.3816 | 0.2 | 0 | 0 | 0 | 0 | 0 | 0 | 0 | 0 | 0 | 0 | 0 | 0 | 0 | 0 | 0 | 0 | 0 | 0
|  | 1152 | 2 | 408 | 24 | 48 | 17 | 6 | 7 | -0.41 | 3.9 | 52 | 100874 | 3.123 | 0 | -151.1185 | 0.2 | 0 | 0 | 0 | 0 | 0 | 0 | 0 | 0 | 0 | 0 | 0 | 0 | 0 | 0 | 0 | 0 | 0 | 0
|  | 1153 | 2 | 409 | 1 | 49 | 18 | 7 | 7 | -1.33 | 3.27 | 56 | 100949 | 2.887 | 0 | -174.6648 | 0.2 | 0 | 0 | 0 | 0 | 0 | 0 | 0 | 0 | 0 | 0 | 0 | 0 | 0 | 0 | 0 | 0 | 0 | 0
|  | 1154 | 2 | 410 | 2 | 49 | 18 | 7 | 7 | -2.08 | 3.08 | 61 | 100972 | 2.725 | 0 | 161.1236 | 0.2 | 0 | 0 | 0 | 0 | 0 | 0 | 0 | 0 | 0 | 0 | 0 | 0 | 0 | 0 | 0 | 0 | 0 | 0
|  | 1155 | 2 | 411 | 3 | 49 | 18 | 7 | 7 | -2.84 | 2.88 | 65 | 100995 | 2.569 | 0 | 139.6974 | 0.2 | 0 | 0 | 0 | 0 | 0 | 0 | 0 | 0 | 0 | 0 | 0 | 0 | 0 | 0 | 0 | 0 | 0 | 0
|  | 1156 | 2 | 412 | 4 | 49 | 18 | 7 | 7 | -3.59 | 2.69 | 69 | 101018 | 2.424 | 0 | 122.2669 | 0.2 | 0 | 0 | 0 | 0 | 0 | 0 | 0 | 0 | 0 | 0 | 0 | 0 | 0 | 0 | 0 | 0 | 0 | 0
|  | 1157 | 2 | 413 | 5 | 49 | 18 | 7 | 7 | -4.06 | 2.49 | 68 | 101034 | 2.338 | 0 | 108.0212 | 0.2 | 0 | 0 | 0 | 0 | 0 | 0 | 0 | 0 | 0 | 0 | 0 | 0 | 0 | 0 | 0 | 0 | 0 | 0
|  | 1158 | 2 | 414 | 6 | 49 | 18 | 7 | 7 | -4.53 | 2.29 | 66 | 101050 | 2.254 | 0 | 95.7555 | 0.2 | 0 | 0 | 0 | 0 | 0 | 0 | 0 | 0 | 0 | 0 | 0 | 0 | 0 | 0 | 0 | 0 | 0 | 0
|  | 1159 | 2 | 415 | 7 | 49 | 18 | 7 | 7 | -5 | 2.1 | 65 | 101067 | 2.173 | 0 | 84.4726 | 0.2 | 0 | 0 | 0 | 0 | 0 | 0 | 0 | 0 | 0 | 0 | 0 | 0 | 0 | 0 | 0 | 0 | 0 | 0
|  | 1160 | 2 | 416 | 8 | 49 | 18 | 7 | 7 | -4.43 | 2.41 | 66 | 101087 | 2.223 | 0 | 73.4014 | 0.2 | 0 | 0 | 0 | 0 | 0 | 0 | 0 | 0 | 0 | 0 | 0 | 0 | 0 | 0 | 0 | 0 | 0 | 0
|  | 1161 | 2 | 417 | 9 | 49 | 18 | 7 | 7 | -3.85 | 2.73 | 68 | 101106 | 2.273 | 7.857 | 61.9082 | 0.2 | 25.6436 | 25.6436 | 382.9237 | 25.6436 | 216.3473 | 25.6436 | 25.6436 | 25.6436 | 24.4349 | 24.4349 | 316.5881 | 24.4349 | 198.8008 | 24.4349 | 24.4349 | 24.4349 | 74.6777 | 18.7907
|  | 1162 | 2 | 418 | 10 | 49 | 18 | 7 | 7 | -3.27 | 3.05 | 70 | 101126 | 2.324 | 16.0455 | 49.4457 | 0.2 | 58.7505 | 58.7505 | 581.2753 | 58.7505 | 505.886 | 58.7505 | 58.7505 | 58.7505 | 51.1211 | 51.1211 | 560.4623 | 51.1211 | 507.154 | 51.1211 | 51.1211 | 51.1211 | 236.5448 | 38.7525
|  | 1163 | 2 | 419 | 11 | 49 | 18 | 7 | 7 | -2.18 | 3.11 | 67 | 101080 | 2.349 | 22.7514 | 35.5907 | 0.2 | 77.5196 | 77.5196 | 541.6363 | 77.5196 | 726.0136 | 77.5196 | 77.5196 | 77.5196 | 60.4767 | 60.4767 | 625.1328 | 60.4767 | 755.5072 | 60.4767 | 60.4767 | 60.4767 | 376.9819 | 42.5544
|  | 1164 | 2 | 420 | 12 | 49 | 18 | 7 | 7 | -1.09 | 3.17 | 64 | 101034 | 2.359 | 27.3988 | 20.2057 | 0.2 | 99.1094 | 99.1094 | 359.8325 | 99.1094 | 807.5159 | 99.1094 | 99.1094 | 99.1094 | 83.1748 | 83.1748 | 544.1984 | 83.1748 | 860.7584 | 83.1748 | 175.4802 | 83.1748 | 455.1569 | 63.8942
|  | 1165 | 2 | 421 | 13 | 49 | 18 | 7 | 7 | 0 | 3.23 | 61 | 100988 | 2.353 | 29.4548 | 3.667 | 0.2 | 101.0456 | 101.0456 | 151.9086 | 101.0456 | 894.6788 | 101.0456 | 101.0456 | 101.0456 | 79.1127 | 79.1127 | 432.6463 | 79.1127 | 957.8642 | 79.1127 | 360.7151 | 79.1127 | 506.3846 | 57.2755
|  | 1166 | 2 | 422 | 14 | 49 | 18 | 7 | 7 | 0.51 | 3.36 | 62 | 100952 | 2.413 | 28.6365 | -13.109 | 0.2 | 100.1357 | 100.1357 | 100.1357 | 100.1357 | 882.2555 | 100.1357 | 282.2704 | 100.1357 | 79.1047 | 79.1047 | 260.3814 | 79.1047 | 942.2123 | 79.1047 | 517.9588 | 79.1047 | 496.2015 | 57.7029
|  | 1167 | 2 | 423 | 15 | 49 | 18 | 7 | 7 | 1.03 | 3.49 | 63 | 100916 | 2.475 | 25.0604 | -29.0779 | 0.2 | 95.5867 | 95.5867 | 95.5867 | 95.5867 | 783.0688 | 95.5867 | 477.8877 | 95.5867 | 81.3345 | 81.3345 | 81.3345 | 81.3345 | 827.5468 | 81.3345 | 611.7511 | 81.3345 | 431.017 | 63.1956
|  | 1168 | 2 | 424 | 16 | 49 | 18 | 7 | 7 | 1.55 | 3.63 | 64 | 100880 | 2.538 | 19.1778 | -43.607 | 0.2 | 76.6977 | 76.6977 | 76.6977 | 76.6977 | 654.9295 | 76.6977 | 627.4753 | 76.6977 | 66.266 | 66.266 | 66.266 | 66.266 | 671.5313 | 66.266 | 652.1182 | 66.266 | 329.0685 | 51.3259
|  | 1169 | 2 | 425 | 17 | 49 | 18 | 7 | 7 | 0.31 | 3.36 | 59 | 100890 | 2.376 | 11.5667 | -56.6349 | 0.2 | 55.5465 | 55.5465 | 55.5465 | 55.5465 | 421.0315 | 55.5465 | 610.5695 | 55.5465 | 57.2042 | 57.2042 | 57.2042 | 57.2042 | 411.8153 | 57.2042 | 545.839 | 57.2042 | 187.3885 | 51.3777
|  | 1170 | 2 | 426 | 18 | 49 | 18 | 7 | 7 | -0.93 | 3.09 | 53 | 100900 | 2.22 | 2.7698 | -68.4877 | 0.2 | 18.9826 | 18.9826 | 18.9826 | 18.9826 | 149.6254 | 18.9826 | 350.4299 | 18.9826 | 25.9854 | 25.9854 | 25.9854 | 25.9854 | 130.5514 | 25.9854 | 272.5417 | 25.9854 | 46.4215 | 29.1857
|  | 1171 | 2 | 427 | 19 | 49 | 18 | 7 | 7 | -2.18 | 2.83 | 48 | 100910 | 2.07 | 0 | -79.67 | 0.2 | 0 | 0 | 0 | 0 | 0 | 0 | 0 | 0 | 0 | 0 | 0 | 0 | 0 | 0 | 0 | 0 | 0 | 0
|  | 1172 | 2 | 428 | 20 | 49 | 18 | 7 | 7 | -2.67 | 2.93 | 54 | 100919 | 2.003 | 0 | -90.7761 | 0.2 | 0 | 0 | 0 | 0 | 0 | 0 | 0 | 0 | 0 | 0 | 0 | 0 | 0 | 0 | 0 | 0 | 0 | 0
|  | 1173 | 2 | 429 | 21 | 49 | 18 | 7 | 7 | -3.15 | 3.03 | 60 | 100929 | 1.94 | 0 | -102.5069 | 0.2 | 0 | 0 | 0 | 0 | 0 | 0 | 0 | 0 | 0 | 0 | 0 | 0 | 0 | 0 | 0 | 0 | 0 | 0
|  | 1174 | 2 | 430 | 22 | 49 | 18 | 7 | 7 | -3.64 | 3.13 | 65 | 100939 | 1.877 | 0 | -115.7516 | 0.2 | 0 | 0 | 0 | 0 | 0 | 0 | 0 | 0 | 0 | 0 | 0 | 0 | 0 | 0 | 0 | 0 | 0 | 0
|  | 1175 | 2 | 431 | 23 | 49 | 18 | 7 | 7 | -3.99 | 2.98 | 72 | 100952 | 1.86 | 0 | -131.6477 | 0.2 | 0 | 0 | 0 | 0 | 0 | 0 | 0 | 0 | 0 | 0 | 0 | 0 | 0 | 0 | 0 | 0 | 0 | 0
|  | 1176 | 2 | 432 | 24 | 49 | 18 | 7 | 7 | -4.33 | 2.84 | 78 | 100965 | 1.845 | 0 | -151.3203 | 0.2 | 0 | 0 | 0 | 0 | 0 | 0 | 0 | 0 | 0 | 0 | 0 | 0 | 0 | 0 | 0 | 0 | 0 | 0
|  | 1177 | 2 | 433 | 1 | 50 | 19 | 1 | 8 | -4.68 | 2.69 | 84 | 100978 | 1.828 | 0 | -174.7315 | 0.2 | 0 | 0 | 0 | 0 | 0 | 0 | 0 | 0 | 0 | 0 | 0 | 0 | 0 | 0 | 0 | 0 | 0 | 0
|  | 1178 | 2 | 434 | 2 | 50 | 19 | 1 | 8 | -4.57 | 2.38 | 83 | 100985 | 1.897 | 0 | 161.2198 | 0.2 | 0 | 0 | 0 | 0 | 0 | 0 | 0 | 0 | 0 | 0 | 0 | 0 | 0 | 0 | 0 | 0 | 0 | 0
|  | 1179 | 2 | 435 | 3 | 50 | 19 | 1 | 8 | -4.47 | 2.06 | 83 | 100991 | 1.965 | 0 | 139.8993 | 0.2 | 0 | 0 | 0 | 0 | 0 | 0 | 0 | 0 | 0 | 0 | 0 | 0 | 0 | 0 | 0 | 0 | 0 | 0
|  | 1180 | 2 | 436 | 4 | 50 | 19 | 1 | 8 | -4.36 | 1.75 | 82 | 100998 | 2.036 | 0 | 122.5088 | 0.2 | 0 | 0 | 0 | 0 | 0 | 0 | 0 | 0 | 0 | 0 | 0 | 0 | 0 | 0 | 0 | 0 | 0 | 0
|  | 1181 | 2 | 437 | 5 | 50 | 19 | 1 | 8 | -4.34 | 1.71 | 81 | 101011 | 2.03 | 0 | 108.2684 | 0.2 | 0 | 0 | 0 | 0 | 0 | 0 | 0 | 0 | 0 | 0 | 0 | 0 | 0 | 0 | 0 | 0 | 0 | 0
|  | 1182 | 2 | 438 | 6 | 50 | 19 | 1 | 8 | -4.32 | 1.68 | 79 | 101024 | 2.024 | 0 | 95.9952 | 0.2 | 0 | 0 | 0 | 0 | 0 | 0 | 0 | 0 | 0 | 0 | 0 | 0 | 0 | 0 | 0 | 0 | 0 | 0
|  | 1183 | 2 | 439 | 7 | 50 | 19 | 1 | 8 | -4.3 | 1.64 | 78 | 101037 | 2.018 | 0 | 84.701 | 0.2 | 0 | 0 | 0 | 0 | 0 | 0 | 0 | 0 | 0 | 0 | 0 | 0 | 0 | 0 | 0 | 0 | 0 | 0
|  | 1184 | 2 | 440 | 8 | 50 | 19 | 1 | 8 | -3.29 | 1.46 | 77 | 101070 | 2.104 | 0 | 73.6166 | 0.2 | 0 | 0 | 0 | 0 | 0 | 0 | 0 | 0 | 0 | 0 | 0 | 0 | 0 | 0 | 0 | 0 | 0 | 0
|  | 1185 | 2 | 441 | 9 | 50 | 19 | 1 | 8 | -2.28 | 1.28 | 75 | 101103 | 2.189 | 8.1514 | 62.1065 | 0.2 | 24.0294 | 24.0294 | 187.7593 | 24.0294 | 110.6962 | 24.0294 | 24.0294 | 24.0294 | 26.1676 | 26.1676 | 160.7051 | 26.1676 | 106.2132 | 26.1676 | 26.1676 | 26.1676 | 48.9417 | 22.4068
|  | 1186 | 2 | 442 | 10 | 50 | 19 | 1 | 8 | -1.26 | 1.1 | 74 | 101136 | 2.275 | 16.3579 | 49.6187 | 0.2 | 63.4068 | 63.4068 | 250.0609 | 63.4068 | 222.1569 | 63.4068 | 63.4068 | 63.4068 | 76.5095 | 76.5095 | 259.3503 | 76.5095 | 239.6192 | 76.5095 | 76.5095 | 76.5095 | 147.4884 | 75.5665
|  | 1187 | 2 | 443 | 11 | 50 | 19 | 1 | 8 | -0.26 | 1.19 | 58 | 101126 | 2.282 | 23.0834 | 35.7237 | 0.2 | 82.601 | 82.601 | 157.0609 | 82.601 | 186.1324 | 82.601 | 82.601 | 82.601 | 114.4236 | 114.4236 | 205.5067 | 114.4236 | 226.0633 | 114.4236 | 114.4236 | 114.4236 | 181.4114 | 127.0604
|  | 1188 | 2 | 444 | 12 | 50 | 19 | 1 | 8 | 0.74 | 1.28 | 43 | 101116 | 2.275 | 27.7466 | 20.2791 | 0.2 | 120.2473 | 120.2473 | 300.6633 | 120.2473 | 608.5232 | 120.2473 | 120.2473 | 120.2473 | 127.9492 | 127.9492 | 449.15 | 127.9492 | 666.8399 | 127.9492 | 194.0033 | 127.9492 | 392.1613 | 118.3306
|  | 1189 | 2 | 445 | 13 | 50 | 19 | 1 | 8 | 1.74 | 1.37 | 27 | 101106 | 2.254 | 29.8086 | 3.6638 | 0.2 | 127.483 | 127.483 | 157.7381 | 127.483 | 599.9808 | 127.483 | 127.483 | 127.483 | 141.9029 | 141.9029 | 355.0999 | 141.9029 | 667.8127 | 141.9029 | 312.3127 | 141.9029 | 408.6198 | 137.3688
|  | 1190 | 2 | 446 | 14 | 50 | 19 | 1 | 8 | 1.93 | 1.31 | 26 | 101103 | 2.26 | 28.9829 | -13.1914 | 0.2 | 129.1161 | 129.1161 | 129.1161 | 129.1161 | 664.3697 | 129.1161 | 254.574 | 129.1161 | 137.4595 | 137.4595 | 264.0771 | 137.4595 | 731.2706 | 137.4595 | 441.5013 | 137.4595 | 432.6885 | 128.1662
|  | 1191 | 2 | 447 | 15 | 50 | 19 | 1 | 8 | 2.12 | 1.26 | 24 | 101100 | 2.265 | 25.3882 | -29.2254 | 0.2 | 94.9058 | 94.9058 | 94.9058 | 94.9058 | 790.6192 | 94.9058 | 484.1314 | 94.9058 | 79.0318 | 79.0318 | 79.0318 | 79.0318 | 838.4969 | 79.0318 | 621.7773 | 79.0318 | 438.506 | 60.1736
|  | 1192 | 2 | 448 | 16 | 50 | 19 | 1 | 8 | 2.31 | 1.2 | 23 | 101096 | 2.271 | 19.4819 | -43.7988 | 0.2 | 80.9761 | 80.9761 | 80.9761 | 80.9761 | 636.1714 | 80.9761 | 613.3664 | 80.9761 | 73.1972 | 73.1972 | 73.1972 | 73.1972 | 658.1952 | 73.1972 | 642.0696 | 73.1972 | 331.4521 | 59.3354
|  | 1193 | 2 | 449 | 17 | 50 | 19 | 1 | 8 | 1.56 | 1.06 | 77 | 101100 | 2.431 | 11.8481 | -56.8541 | 0.2 | 56.9425 | 56.9425 | 56.9425 | 56.9425 | 422.6223 | 56.9425 | 616.9123 | 56.9425 | 58.6704 | 58.6704 | 58.6704 | 58.6704 | 416.4555 | 58.6704 | 553.8393 | 58.6704 | 193.1148 | 52.81
|  | 1194 | 2 | 450 | 18 | 50 | 19 | 1 | 8 | 0.81 | 0.91 | 132 | 101103 | 2.568 | 3.0331 | -68.7244 | 0.2 | 20.3006 | 20.3006 | 20.3006 | 20.3006 | 172.8337 | 20.3006 | 412.0198 | 20.3006 | 26.1413 | 26.1413 | 26.1413 | 26.1413 | 149.7487 | 26.1413 | 318.8788 | 26.1413 | 50.204 | 27.9297
|  | 1195 | 2 | 451 | 19 | 50 | 19 | 1 | 8 | 0.05 | 0.77 | 187 | 101106 | 2.681 | 0 | -79.9202 | 0.2 | 0 | 0 | 0 | 0 | 0 | 0 | 0 | 0 | 0 | 0 | 0 | 0 | 0 | 0 | 0 | 0 | 0 | 0
|  | 1196 | 2 | 452 | 20 | 50 | 19 | 1 | 8 | -1.05 | 1.36 | 193 | 101132 | 2.513 | 0 | -91.039 | 0.2 | 0 | 0 | 0 | 0 | 0 | 0 | 0 | 0 | 0 | 0 | 0 | 0 | 0 | 0 | 0 | 0 | 0 | 0
|  | 1197 | 2 | 453 | 21 | 50 | 19 | 1 | 8 | -2.14 | 1.94 | 200 | 101159 | 2.354 | 0 | -102.7821 | 0.2 | 0 | 0 | 0 | 0 | 0 | 0 | 0 | 0 | 0 | 0 | 0 | 0 | 0 | 0 | 0 | 0 | 0 | 0
|  | 1198 | 2 | 454 | 22 | 50 | 19 | 1 | 8 | -3.24 | 2.52 | 206 | 101185 | 2.202 | 0 | -116.0338 | 0.2 | 0 | 0 | 0 | 0 | 0 | 0 | 0 | 0 | 0 | 0 | 0 | 0 | 0 | 0 | 0 | 0 | 0 | 0
|  | 1199 | 2 | 455 | 23 | 50 | 19 | 1 | 8 | -3.24 | 2.4 | 208 | 101201 | 2.145 | 0 | -131.9166 | 0.2 | 0 | 0 | 0 | 0 | 0 | 0 | 0 | 0 | 0 | 0 | 0 | 0 | 0 | 0 | 0 | 0 | 0 | 0
|  | 1200 | 2 | 456 | 24 | 50 | 19 | 1 | 8 | -3.23 | 2.29 | 210 | 101218 | 2.089 | 0 | -151.5251 | 0.2 | 0 | 0 | 0 | 0 | 0 | 0 | 0 | 0 | 0 | 0 | 0 | 0 | 0 | 0 | 0 | 0 | 0 | 0
|  | 1201 | 2 | 457 | 1 | 51 | 20 | 2 | 8 | -3.23 | 2.17 | 212 | 101234 | 2.032 | 0 | -174.802 | 0.2 | 0 | 0 | 0 | 0 | 0 | 0 | 0 | 0 | 0 | 0 | 0 | 0 | 0 | 0 | 0 | 0 | 0 | 0
|  | 1202 | 2 | 458 | 2 | 51 | 20 | 2 | 8 | -2.63 | 2.38 | 214 | 101241 | 2.054 | 0 | 161.3112 | 0.2 | 0 | 0 | 0 | 0 | 0 | 0 | 0 | 0 | 0 | 0 | 0 | 0 | 0 | 0 | 0 | 0 | 0 | 0
|  | 1203 | 2 | 459 | 3 | 51 | 20 | 2 | 8 | -2.04 | 2.59 | 215 | 101247 | 2.072 | 0 | 140.097 | 0.2 | 0 | 0 | 0 | 0 | 0 | 0 | 0 | 0 | 0 | 0 | 0 | 0 | 0 | 0 | 0 | 0 | 0 | 0
|  | 1204 | 2 | 460 | 4 | 51 | 20 | 2 | 8 | -1.44 | 2.8 | 216 | 101254 | 2.088 | 0 | 122.7479 | 0.2 | 0 | 0 | 0 | 0 | 0 | 0 | 0 | 0 | 0 | 0 | 0 | 0 | 0 | 0 | 0 | 0 | 0 | 0
|  | 1205 | 2 | 461 | 5 | 51 | 20 | 2 | 8 | -1.03 | 2.83 | 220 | 101247 | 2.203 | 0 | 108.514 | 0.2 | 0 | 0 | 0 | 0 | 0 | 0 | 0 | 0 | 0 | 0 | 0 | 0 | 0 | 0 | 0 | 0 | 0 | 0
|  | 1206 | 2 | 462 | 6 | 51 | 20 | 2 | 8 | -0.62 | 2.86 | 223 | 101241 | 2.323 | 0 | 96.2341 | 0.2 | 0 | 0 | 0 | 0 | 0 | 0 | 0 | 0 | 0 | 0 | 0 | 0 | 0 | 0 | 0 | 0 | 0 | 0
|  | 1207 | 2 | 463 | 7 | 51 | 20 | 2 | 8 | -0.21 | 2.9 | 227 | 101234 | 2.448 | 0 | 84.929 | 0.2 | 0 | 0 | 0 | 0 | 0 | 0 | 0 | 0 | 0 | 0 | 0 | 0 | 0 | 0 | 0 | 0 | 0 | 0
|  | 1208 | 2 | 464 | 8 | 51 | 20 | 2 | 8 | 0.56 | 2.91 | 229 | 101257 | 2.696 | 0 | 73.8317 | 0.2 | 0 | 0 | 0 | 0 | 0 | 0 | 0 | 0 | 0 | 0 | 0 | 0 | 0 | 0 | 0 | 0 | 0 | 0
|  | 1209 | 2 | 465 | 9 | 51 | 20 | 2 | 8 | 1.33 | 2.91 | 232 | 101280 | 2.963 | 8.4498 | 62.3046 | 0.2 | 12.4018 | 12.4018 | 12.4018 | 12.4018 | 12.4018 | 12.4018 | 12.4018 | 12.4018 | 19.7753 | 19.7753 | 19.7753 | 19.7753 | 19.7753 | 19.7753 | 19.7753 | 19.7753 | 24 | 24
|  | 1210 | 2 | 466 | 10 | 51 | 20 | 2 | 8 | 2.1 | 2.92 | 235 | 101303 | 3.25 | 16.6743 | 49.7914 | 0.2 | 39.1406 | 39.1406 | 46.7449 | 39.1406 | 45.5687 | 39.1406 | 39.1406 | 39.1406 | 61.569 | 61.569 | 69.0548 | 61.569 | 68.2231 | 61.569 | 61.569 | 61.569 | 77.1592 | 74.1768
|  | 1211 | 2 | 467 | 11 | 51 | 20 | 2 | 8 | 2.72 | 3.05 | 238 | 101293 | 3.477 | 23.4191 | 35.856 | 0.2 | 60.434 | 60.434 | 69.2617 | 60.434 | 72.6488 | 60.434 | 60.434 | 60.434 | 94.5342 | 94.5342 | 105.3922 | 94.5342 | 107.7872 | 94.5342 | 94.5342 | 94.5342 | 120.0771 | 113.5494
|  | 1212 | 2 | 468 | 12 | 51 | 20 | 2 | 8 | 3.35 | 3.18 | 241 | 101283 | 3.721 | 28.098 | 20.3507 | 0.2 | 67.2204 | 67.2204 | 70.9022 | 67.2204 | 77.1466 | 67.2204 | 67.2204 | 67.2204 | 105.2382 | 105.2382 | 111.8385 | 105.2382 | 116.2539 | 105.2382 | 106.6317 | 105.2382 | 132 | 126.3475
|  | 1213 | 2 | 469 | 13 | 51 | 20 | 2 | 8 | 3.98 | 3.31 | 243 | 101273 | 3.978 | 30.1657 | 3.6575 | 0.2 | 52.1817 | 52.1817 | 52.3014 | 52.1817 | 54.0536 | 52.1817 | 52.1817 | 52.1817 | 82.2108 | 82.2108 | 83.0663 | 82.2108 | 84.3053 | 82.2108 | 82.8971 | 82.2108 | 100 | 98.9098
|  | 1214 | 2 | 470 | 14 | 51 | 20 | 2 | 8 | 3.92 | 3.2 | 245 | 101263 | 4.13 | 29.3319 | -13.278 | 0.2 | 32.9694 | 32.9694 | 32.9694 | 32.9694 | 32.9694 | 32.9694 | 32.9694 | 32.9694 | 52.2034 | 52.2034 | 52.2034 | 52.2034 | 52.2034 | 52.2034 | 52.2034 | 52.2034 | 63 | 63
|  | 1215 | 2 | 471 | 15 | 51 | 20 | 2 | 8 | 3.87 | 3.09 | 247 | 101254 | 4.284 | 25.7178 | -29.3776 | 0.2 | 44.456 | 44.456 | 44.456 | 44.456 | 45.1904 | 44.456 | 44.8694 | 44.456 | 70.2113 | 70.2113 | 70.2113 | 70.2113 | 71.0177 | 70.2113 | 70.7907 | 70.2113 | 85 | 84.5941
|  | 1216 | 2 | 472 | 16 | 51 | 20 | 2 | 8 | 3.81 | 2.98 | 249 | 101244 | 4.434 | 19.7872 | -43.9954 | 0.2 | 29.2071 | 29.2071 | 29.2071 | 29.2071 | 29.2071 | 29.2071 | 29.2071 | 29.2071 | 46.3329 | 46.3329 | 46.3329 | 46.3329 | 46.3329 | 46.3329 | 46.3329 | 46.3329 | 56 | 56
|  | 1217 | 2 | 473 | 17 | 51 | 20 | 2 | 8 | 3.28 | 2.93 | 248 | 101247 | 4.385 | 12.1303 | -57.0778 | 0.2 | 19.7375 | 19.7375 | 19.7375 | 19.7375 | 19.7375 | 19.7375 | 19.7375 | 19.7375 | 31.3825 | 31.3825 | 31.3825 | 31.3825 | 31.3825 | 31.3825 | 31.3825 | 31.3825 | 38 | 38
|  | 1218 | 2 | 474 | 18 | 51 | 20 | 2 | 8 | 2.75 | 2.89 | 246 | 101250 | 4.334 | 3.2971 | -68.9652 | 0.2 | 7.7656 | 7.7656 | 7.7656 | 7.7656 | 7.7656 | 7.7656 | 7.7656 | 7.7656 | 12.3698 | 12.3698 | 12.3698 | 12.3698 | 12.3698 | 12.3698 | 12.3698 | 12.3698 | 15 | 15
|  | 1219 | 2 | 475 | 19 | 51 | 20 | 2 | 8 | 2.22 | 2.84 | 245 | 101254 | 4.279 | 0 | -80.1742 | 0.2 | 0 | 0 | 0 | 0 | 0 | 0 | 0 | 0 | 0 | 0 | 0 | 0 | 0 | 0 | 0 | 0 | 0 | 0
|  | 1220 | 2 | 476 | 20 | 51 | 20 | 2 | 8 | 2.11 | 2.78 | 246 | 101263 | 4.272 | 0 | -91.3055 | 0.2 | 0 | 0 | 0 | 0 | 0 | 0 | 0 | 0 | 0 | 0 | 0 | 0 | 0 | 0 | 0 | 0 | 0 | 0
|  | 1221 | 2 | 477 | 21 | 51 | 20 | 2 | 8 | 2 | 2.71 | 246 | 101273 | 4.264 | 0 | -103.0606 | 0.2 | 0 | 0 | 0 | 0 | 0 | 0 | 0 | 0 | 0 | 0 | 0 | 0 | 0 | 0 | 0 | 0 | 0 | 0
|  | 1222 | 2 | 478 | 22 | 51 | 20 | 2 | 8 | 1.89 | 2.65 | 247 | 101283 | 4.257 | 0 | -116.3191 | 0.2 | 0 | 0 | 0 | 0 | 0 | 0 | 0 | 0 | 0 | 0 | 0 | 0 | 0 | 0 | 0 | 0 | 0 | 0
|  | 1223 | 2 | 479 | 23 | 51 | 20 | 2 | 8 | 1.92 | 2.52 | 249 | 101286 | 4.27 | 0 | -132.1884 | 0.2 | 0 | 0 | 0 | 0 | 0 | 0 | 0 | 0 | 0 | 0 | 0 | 0 | 0 | 0 | 0 | 0 | 0 | 0
|  | 1224 | 2 | 480 | 24 | 51 | 20 | 2 | 8 | 1.96 | 2.39 | 251 | 101290 | 4.286 | 0 | -151.7328 | 0.2 | 0 | 0 | 0 | 0 | 0 | 0 | 0 | 0 | 0 | 0 | 0 | 0 | 0 | 0 | 0 | 0 | 0 | 0
|  | 1225 | 2 | 481 | 1 | 52 | 21 | 3 | 8 | 1.99 | 2.26 | 253 | 101293 | 4.299 | 0 | -174.8761 | 0.2 | 0 | 0 | 0 | 0 | 0 | 0 | 0 | 0 | 0 | 0 | 0 | 0 | 0 | 0 | 0 | 0 | 0 | 0
|  | 1226 | 2 | 482 | 2 | 52 | 21 | 3 | 8 | 2.08 | 1.89 | 259 | 101309 | 4.325 | 0 | 161.398 | 0.2 | 0 | 0 | 0 | 0 | 0 | 0 | 0 | 0 | 0 | 0 | 0 | 0 | 0 | 0 | 0 | 0 | 0 | 0
|  | 1227 | 2 | 483 | 3 | 52 | 21 | 3 | 8 | 2.16 | 1.51 | 265 | 101326 | 4.347 | 0 | 140.2907 | 0.2 | 0 | 0 | 0 | 0 | 0 | 0 | 0 | 0 | 0 | 0 | 0 | 0 | 0 | 0 | 0 | 0 | 0 | 0
|  | 1228 | 2 | 484 | 4 | 52 | 21 | 3 | 8 | 2.25 | 1.13 | 272 | 101342 | 4.374 | 0 | 122.9842 | 0.2 | 0 | 0 | 0 | 0 | 0 | 0 | 0 | 0 | 0 | 0 | 0 | 0 | 0 | 0 | 0 | 0 | 0 | 0
|  | 1229 | 2 | 485 | 5 | 52 | 21 | 3 | 8 | 2.3 | 1.15 | 279 | 101349 | 4.393 | 0 | 108.7579 | 0.2 | 0 | 0 | 0 | 0 | 0 | 0 | 0 | 0 | 0 | 0 | 0 | 0 | 0 | 0 | 0 | 0 | 0 | 0
|  | 1230 | 2 | 486 | 6 | 52 | 21 | 3 | 8 | 2.35 | 1.18 | 286 | 101355 | 4.413 | 0 | 96.472 | 0.2 | 0 | 0 | 0 | 0 | 0 | 0 | 0 | 0 | 0 | 0 | 0 | 0 | 0 | 0 | 0 | 0 | 0 | 0
|  | 1231 | 2 | 487 | 7 | 52 | 21 | 3 | 8 | 2.4 | 1.2 | 294 | 101362 | 4.433 | 0 | 85.1566 | 0.2 | 0 | 0 | 0 | 0 | 0 | 0 | 0 | 0 | 0 | 0 | 0 | 0 | 0 | 0 | 0 | 0 | 0 | 0
|  | 1232 | 2 | 488 | 8 | 52 | 21 | 3 | 8 | 2.87 | 1.3 | 303 | 101398 | 4.499 | 0 | 74.0465 | 0.2 | 0 | 0 | 0 | 0 | 0 | 0 | 0 | 0 | 0 | 0 | 0 | 0 | 0 | 0 | 0 | 0 | 0 | 0
|  | 1233 | 2 | 489 | 9 | 52 | 21 | 3 | 8 | 3.34 | 1.4 | 312 | 101434 | 4.563 | 8.7522 | 62.5026 | 0.2 | 20.0393 | 20.0393 | 79.9962 | 20.0393 | 51.2475 | 20.0393 | 20.0393 | 20.0393 | 26.5493 | 26.5493 | 76.3035 | 26.5493 | 55.975 | 26.5493 | 26.5493 | 26.5493 | 38.3412 | 27.935
|  | 1234 | 2 | 490 | 10 | 52 | 21 | 3 | 8 | 3.81 | 1.5 | 322 | 101470 | 4.625 | 16.9945 | 49.9638 | 0.2 | 53.0512 | 53.0512 | 115.2821 | 53.0512 | 105.3361 | 53.0512 | 53.0512 | 53.0512 | 74.6575 | 74.6575 | 136.2267 | 74.6575 | 129.1939 | 74.6575 | 74.6575 | 74.6575 | 108.0845 | 83.2433
|  | 1235 | 2 | 491 | 11 | 52 | 21 | 3 | 8 | 4.21 | 1.75 | 326 | 101473 | 4.652 | 23.7586 | 35.9874 | 0.2 | 58.0808 | 58.0808 | 64.0629 | 58.0808 | 66.3182 | 58.0808 | 58.0808 | 58.0808 | 91.1066 | 91.1066 | 98.5053 | 91.1066 | 100.1001 | 91.1066 | 91.1066 | 91.1066 | 114 | 109.5187
|  | 1236 | 2 | 492 | 12 | 52 | 21 | 3 | 8 | 4.62 | 2 | 330 | 101476 | 4.681 | 28.453 | 20.4205 | 0.2 | 64.4716 | 64.4716 | 67.4418 | 64.4716 | 72.4495 | 64.4716 | 64.4716 | 64.4716 | 101.0627 | 101.0627 | 106.4249 | 101.0627 | 109.9658 | 101.0627 | 102.2244 | 101.0627 | 126 | 121.387
|  | 1237 | 2 | 493 | 13 | 52 | 21 | 3 | 8 | 5.03 | 2.25 | 335 | 101480 | 4.706 | 30.5258 | 3.6481 | 0.2 | 79.6248 | 79.6248 | 80.6214 | 79.6248 | 95.2558 | 79.6248 | 79.6248 | 79.6248 | 124.1409 | 124.1409 | 131.3761 | 124.1409 | 141.7242 | 124.1409 | 129.9667 | 124.1409 | 158 | 148.7644
|  | 1238 | 2 | 494 | 14 | 52 | 21 | 3 | 8 | 5.43 | 2.24 | 339 | 101457 | 4.663 | 29.6833 | -13.3689 | 0.2 | 44.6827 | 44.6827 | 44.6827 | 44.6827 | 44.6827 | 44.6827 | 44.6827 | 44.6827 | 70.5746 | 70.5746 | 70.5746 | 70.5746 | 70.5746 | 70.5746 | 70.5746 | 70.5746 | 85 | 85
|  | 1239 | 2 | 495 | 15 | 52 | 21 | 3 | 8 | 5.84 | 2.24 | 343 | 101434 | 4.618 | 26.0491 | -29.5347 | 0.2 | 44.4817 | 44.4817 | 44.4817 | 44.4817 | 45.1163 | 44.4817 | 44.8412 | 44.4817 | 70.2543 | 70.2543 | 70.2543 | 70.2543 | 70.955 | 70.2543 | 70.7606 | 70.2543 | 85 | 84.6435
|  | 1240 | 2 | 496 | 16 | 52 | 21 | 3 | 8 | 6.25 | 2.23 | 347 | 101411 | 4.565 | 20.0936 | -44.1968 | 0.2 | 34.5213 | 34.5213 | 34.5213 | 34.5213 | 34.5213 | 34.5213 | 34.5213 | 34.5213 | 54.6764 | 54.6764 | 54.6764 | 54.6764 | 54.6764 | 54.6764 | 54.6764 | 54.6764 | 66 | 66
|  | 1241 | 2 | 497 | 17 | 52 | 21 | 3 | 8 | 5.14 | 2.14 | 341 | 101411 | 4.435 | 12.4132 | -57.306 | 0.2 | 12.383 | 12.383 | 12.383 | 12.383 | 12.383 | 12.383 | 12.383 | 12.383 | 19.762 | 19.762 | 19.762 | 19.762 | 19.762 | 19.762 | 19.762 | 19.762 | 24 | 24
|  | 1242 | 2 | 498 | 18 | 52 | 21 | 3 | 8 | 4.03 | 2.05 | 334 | 101411 | 4.295 | 3.5615 | -69.2102 | 0.2 | 18.0359 | 18.0359 | 18.0359 | 18.0359 | 43.9209 | 18.0359 | 86.2153 | 18.0359 | 25.9679 | 25.9679 | 25.9679 | 25.9679 | 47.481 | 25.9679 | 77.3876 | 25.9679 | 33.9115 | 29.3725
|  | 1243 | 2 | 499 | 19 | 52 | 21 | 3 | 8 | 2.91 | 1.96 | 328 | 101411 | 4.147 | 0 | -80.4321 | 0.2 | 0 | 0 | 0 | 0 | 0 | 0 | 0 | 0 | 0 | 0 | 0 | 0 | 0 | 0 | 0 | 0 | 0 | 0
|  | 1244 | 2 | 500 | 20 | 52 | 21 | 3 | 8 | 2.51 | 1.72 | 304 | 101401 | 4.113 | 0 | -91.5755 | 0.2 | 0 | 0 | 0 | 0 | 0 | 0 | 0 | 0 | 0 | 0 | 0 | 0 | 0 | 0 | 0 | 0 | 0 | 0
|  | 1245 | 2 | 501 | 21 | 52 | 21 | 3 | 8 | 2.1 | 1.48 | 281 | 101391 | 4.075 | 0 | -103.3423 | 0.2 | 0 | 0 | 0 | 0 | 0 | 0 | 0 | 0 | 0 | 0 | 0 | 0 | 0 | 0 | 0 | 0 | 0 | 0
|  | 1246 | 2 | 502 | 22 | 52 | 21 | 3 | 8 | 1.7 | 1.24 | 257 | 101381 | 4.037 | 0 | -116.6073 | 0.2 | 0 | 0 | 0 | 0 | 0 | 0 | 0 | 0 | 0 | 0 | 0 | 0 | 0 | 0 | 0 | 0 | 0 | 0
|  | 1247 | 2 | 503 | 23 | 52 | 21 | 3 | 8 | 1.36 | 1.34 | 254 | 101365 | 3.941 | 0 | -132.4627 | 0.2 | 0 | 0 | 0 | 0 | 0 | 0 | 0 | 0 | 0 | 0 | 0 | 0 | 0 | 0 | 0 | 0 | 0 | 0
|  | 1248 | 2 | 504 | 24 | 52 | 21 | 3 | 8 | 1.03 | 1.43 | 250 | 101349 | 3.85 | 0 | -151.943 | 0.2 | 0 | 0 | 0 | 0 | 0 | 0 | 0 | 0 | 0 | 0 | 0 | 0 | 0 | 0 | 0 | 0 | 0 | 0
|  | 1249 | 2 | 505 | 1 | 53 | 22 | 4 | 8 | 0.69 | 1.53 | 247 | 101332 | 3.758 | 0 | -174.9538 | 0.2 | 0 | 0 | 0 | 0 | 0 | 0 | 0 | 0 | 0 | 0 | 0 | 0 | 0 | 0 | 0 | 0 | 0 | 0
|  | 1250 | 2 | 506 | 2 | 53 | 22 | 4 | 8 | 1.06 | 1.66 | 244 | 101280 | 3.893 | 0 | 161.4802 | 0.2 | 0 | 0 | 0 | 0 | 0 | 0 | 0 | 0 | 0 | 0 | 0 | 0 | 0 | 0 | 0 | 0 | 0 | 0
|  | 1251 | 2 | 507 | 3 | 53 | 22 | 4 | 8 | 1.43 | 1.78 | 242 | 101227 | 4.032 | 0 | 140.4802 | 0.2 | 0 | 0 | 0 | 0 | 0 | 0 | 0 | 0 | 0 | 0 | 0 | 0 | 0 | 0 | 0 | 0 | 0 | 0
|  | 1252 | 2 | 508 | 4 | 53 | 22 | 4 | 8 | 1.8 | 1.9 | 239 | 101175 | 4.175 | 0 | 123.2176 | 0.2 | 0 | 0 | 0 | 0 | 0 | 0 | 0 | 0 | 0 | 0 | 0 | 0 | 0 | 0 | 0 | 0 | 0 | 0
|  | 1253 | 2 | 509 | 5 | 53 | 22 | 4 | 8 | 1.84 | 2.49 | 238 | 101119 | 4.216 | 0 | 109 | 0.2 | 0 | 0 | 0 | 0 | 0 | 0 | 0 | 0 | 0 | 0 | 0 | 0 | 0 | 0 | 0 | 0 | 0 | 0
|  | 1254 | 2 | 510 | 6 | 53 | 22 | 4 | 8 | 1.89 | 3.08 | 236 | 101064 | 4.261 | 0 | 96.709 | 0.2 | 0 | 0 | 0 | 0 | 0 | 0 | 0 | 0 | 0 | 0 | 0 | 0 | 0 | 0 | 0 | 0 | 0 | 0
|  | 1255 | 2 | 511 | 7 | 53 | 22 | 4 | 8 | 1.94 | 3.67 | 235 | 101008 | 4.306 | 0 | 85.3836 | 0.2 | 0 | 0 | 0 | 0 | 0 | 0 | 0 | 0 | 0 | 0 | 0 | 0 | 0 | 0 | 0 | 0 | 0 | 0
|  | 1256 | 2 | 512 | 8 | 53 | 22 | 4 | 8 | 2.25 | 3.98 | 237 | 100969 | 4.384 | 0 | 74.2611 | 0.2 | 0 | 0 | 0 | 0 | 0 | 0 | 0 | 0 | 0 | 0 | 0 | 0 | 0 | 0 | 0 | 0 | 0 | 0
|  | 1257 | 2 | 513 | 9 | 53 | 22 | 4 | 8 | 2.56 | 4.29 | 238 | 100929 | 4.463 | 9.0583 | 62.7004 | 0.2 | 4.0915 | 4.0915 | 4.0915 | 4.0915 | 4.0915 | 4.0915 | 4.0915 | 4.0915 | 6.5618 | 6.5618 | 6.5618 | 6.5618 | 6.5618 | 6.5618 | 6.5618 | 6.5618 | 8 | 8
|  | 1258 | 2 | 514 | 10 | 53 | 22 | 4 | 8 | 2.87 | 4.59 | 240 | 100890 | 4.543 | 17.3183 | 50.1359 | 0.2 | 36.2646 | 36.2646 | 38.3806 | 36.2646 | 38.0316 | 36.2646 | 36.2646 | 36.2646 | 57.3137 | 57.3137 | 59.4177 | 57.3137 | 59.1709 | 57.3137 | 57.3137 | 57.3137 | 70 | 69.1404
|  | 1259 | 2 | 515 | 11 | 53 | 22 | 4 | 8 | 3.03 | 4.56 | 242 | 100857 | 4.527 | 24.1016 | 36.1181 | 0.2 | 29.7476 | 29.7476 | 29.7476 | 29.7476 | 29.7476 | 29.7476 | 29.7476 | 29.7476 | 47.1737 | 47.1737 | 47.1737 | 47.1737 | 47.1737 | 47.1737 | 47.1737 | 47.1737 | 57 | 57
|  | 1260 | 2 | 516 | 12 | 53 | 22 | 4 | 8 | 3.19 | 4.52 | 244 | 100824 | 4.511 | 28.8112 | 20.4885 | 0.2 | 113.9998 | 113.9998 | 184.0584 | 113.9998 | 301.4953 | 113.9998 | 113.9998 | 113.9998 | 153.8076 | 153.8076 | 281.1907 | 153.8076 | 364.2311 | 153.8076 | 182.1128 | 153.8076 | 279.6504 | 169.5621
|  | 1261 | 2 | 517 | 13 | 53 | 22 | 4 | 8 | 3.36 | 4.48 | 246 | 100792 | 4.496 | 30.8888 | 3.6356 | 0.2 | 32.9884 | 32.9884 | 32.9884 | 32.9884 | 32.9884 | 32.9884 | 32.9884 | 32.9884 | 52.2167 | 52.2167 | 52.2167 | 52.2167 | 52.2167 | 52.2167 | 52.2167 | 52.2167 | 63 | 63
|  | 1262 | 2 | 518 | 14 | 53 | 22 | 4 | 8 | 3.82 | 4.53 | 246 | 100749 | 4.688 | 30.037 | -13.4641 | 0.2 | 24.5252 | 24.5252 | 24.5252 | 24.5252 | 24.5252 | 24.5252 | 24.5252 | 24.5252 | 38.8951 | 38.8951 | 38.8951 | 38.8951 | 38.8951 | 38.8951 | 38.8951 | 38.8951 | 47 | 47
|  | 1263 | 2 | 519 | 15 | 53 | 22 | 4 | 8 | 4.29 | 4.58 | 247 | 100706 | 4.889 | 26.382 | -29.6967 | 0.2 | 25.0146 | 25.0146 | 25.0146 | 25.0146 | 25.0146 | 25.0146 | 25.0146 | 25.0146 | 39.6998 | 39.6998 | 39.6998 | 39.6998 | 39.6998 | 39.6998 | 39.6998 | 39.6998 | 48 | 48
|  | 1264 | 2 | 520 | 16 | 53 | 22 | 4 | 8 | 4.75 | 4.63 | 248 | 100664 | 5.095 | 20.401 | -44.403 | 0.2 | 23.3967 | 23.3967 | 23.3967 | 23.3967 | 23.3967 | 23.3967 | 23.3967 | 23.3967 | 37.18 | 37.18 | 37.18 | 37.18 | 37.18 | 37.18 | 37.18 | 37.18 | 45 | 45
|  | 1265 | 2 | 521 | 17 | 53 | 22 | 4 | 8 | 4.45 | 4.32 | 245 | 100634 | 5.021 | 12.6966 | -57.5386 | 0.2 | 10.82 | 10.82 | 10.82 | 10.82 | 10.82 | 10.82 | 10.82 | 10.82 | 17.2811 | 17.2811 | 17.2811 | 17.2811 | 17.2811 | 17.2811 | 17.2811 | 17.2811 | 21 | 21
|  | 1266 | 2 | 522 | 18 | 53 | 22 | 4 | 8 | 4.14 | 4 | 242 | 100605 | 4.943 | 3.8264 | -69.4593 | 0.2 | 4.0974 | 4.0974 | 4.0974 | 4.0974 | 4.0974 | 4.0974 | 4.0974 | 4.0974 | 6.5659 | 6.5659 | 6.5659 | 6.5659 | 6.5659 | 6.5659 | 6.5659 | 6.5659 | 8 | 8
|  | 1267 | 2 | 523 | 19 | 53 | 22 | 4 | 8 | 3.83 | 3.68 | 240 | 100575 | 4.866 | 0 | -80.6936 | 0.2 | 0 | 0 | 0 | 0 | 0 | 0 | 0 | 0 | 0 | 0 | 0 | 0 | 0 | 0 | 0 | 0 | 0 | 0
|  | 1268 | 2 | 524 | 20 | 53 | 22 | 4 | 8 | 3.74 | 3.77 | 240 | 100556 | 4.852 | 0 | -91.8489 | 0.2 | 0 | 0 | 0 | 0 | 0 | 0 | 0 | 0 | 0 | 0 | 0 | 0 | 0 | 0 | 0 | 0 | 0 | 0
|  | 1269 | 2 | 525 | 21 | 53 | 22 | 4 | 8 | 3.66 | 3.86 | 240 | 100536 | 4.841 | 0 | -103.6272 | 0.2 | 0 | 0 | 0 | 0 | 0 | 0 | 0 | 0 | 0 | 0 | 0 | 0 | 0 | 0 | 0 | 0 | 0 | 0
|  | 1270 | 2 | 526 | 22 | 53 | 22 | 4 | 8 | 3.57 | 3.94 | 240 | 100516 | 4.826 | 0 | -116.8983 | 0.2 | 0 | 0 | 0 | 0 | 0 | 0 | 0 | 0 | 0 | 0 | 0 | 0 | 0 | 0 | 0 | 0 | 0 | 0
|  | 1271 | 2 | 527 | 23 | 53 | 22 | 4 | 8 | 3.58 | 3.79 | 242 | 100490 | 4.818 | 0 | -132.7395 | 0.2 | 0 | 0 | 0 | 0 | 0 | 0 | 0 | 0 | 0 | 0 | 0 | 0 | 0 | 0 | 0 | 0 | 0 | 0
|  | 1272 | 2 | 528 | 24 | 53 | 22 | 4 | 8 | 3.6 | 3.63 | 245 | 100464 | 4.814 | 0 | -152.1557 | 0.2 | 0 | 0 | 0 | 0 | 0 | 0 | 0 | 0 | 0 | 0 | 0 | 0 | 0 | 0 | 0 | 0 | 0 | 0
|  | 1273 | 2 | 529 | 1 | 54 | 23 | 5 | 8 | 3.61 | 3.48 | 247 | 100438 | 4.806 | 0 | -175.0347 | 0.2 | 0 | 0 | 0 | 0 | 0 | 0 | 0 | 0 | 0 | 0 | 0 | 0 | 0 | 0 | 0 | 0 | 0 | 0
|  | 1274 | 2 | 530 | 2 | 54 | 23 | 5 | 8 | 3.57 | 3.34 | 251 | 100434 | 4.786 | 0 | 161.5579 | 0.2 | 0 | 0 | 0 | 0 | 0 | 0 | 0 | 0 | 0 | 0 | 0 | 0 | 0 | 0 | 0 | 0 | 0 | 0
|  | 1275 | 2 | 531 | 3 | 54 | 23 | 5 | 8 | 3.54 | 3.21 | 256 | 100431 | 4.769 | 0 | 140.6655 | 0.2 | 0 | 0 | 0 | 0 | 0 | 0 | 0 | 0 | 0 | 0 | 0 | 0 | 0 | 0 | 0 | 0 | 0 | 0
|  | 1276 | 2 | 532 | 4 | 54 | 23 | 5 | 8 | 3.5 | 3.08 | 260 | 100428 | 4.75 | 0 | 123.4481 | 0.2 | 0 | 0 | 0 | 0 | 0 | 0 | 0 | 0 | 0 | 0 | 0 | 0 | 0 | 0 | 0 | 0 | 0 | 0
|  | 1277 | 2 | 533 | 5 | 54 | 23 | 5 | 8 | 3.45 | 3.06 | 267 | 100408 | 4.73 | 0 | 109.2403 | 0.2 | 0 | 0 | 0 | 0 | 0 | 0 | 0 | 0 | 0 | 0 | 0 | 0 | 0 | 0 | 0 | 0 | 0 | 0
|  | 1278 | 2 | 534 | 6 | 54 | 23 | 5 | 8 | 3.4 | 3.04 | 275 | 100389 | 4.711 | 0 | 96.9448 | 0.2 | 0 | 0 | 0 | 0 | 0 | 0 | 0 | 0 | 0 | 0 | 0 | 0 | 0 | 0 | 0 | 0 | 0 | 0
|  | 1279 | 2 | 535 | 7 | 54 | 23 | 5 | 8 | 3.36 | 3.02 | 283 | 100369 | 4.695 | 0 | 85.61 | 0.2 | 0 | 0 | 0 | 0 | 0 | 0 | 0 | 0 | 0 | 0 | 0 | 0 | 0 | 0 | 0 | 0 | 0 | 0
|  | 1280 | 2 | 536 | 8 | 54 | 23 | 5 | 8 | 3.7 | 3.32 | 285 | 100356 | 4.78 | 0.13603 | 74.4753 | 0.2 | 0 | 0 | 0 | 0 | 0 | 0 | 0 | 0 | 0 | 0 | 0 | 0 | 0 | 0 | 0 | 0 | 0 | 0
|  | 1281 | 2 | 537 | 9 | 54 | 23 | 5 | 8 | 4.04 | 3.62 | 287 | 100343 | 4.867 | 9.3682 | 62.898 | 0.2 | 4.0919 | 4.0919 | 4.0919 | 4.0919 | 4.0919 | 4.0919 | 4.0919 | 4.0919 | 6.562 | 6.562 | 6.562 | 6.562 | 6.562 | 6.562 | 6.562 | 6.562 | 8 | 8
|  | 1282 | 2 | 538 | 10 | 54 | 23 | 5 | 8 | 4.38 | 3.92 | 289 | 100330 | 4.954 | 17.6458 | 50.3076 | 0.2 | 55.8967 | 55.8967 | 119.6628 | 55.8967 | 108.822 | 55.8967 | 55.8967 | 55.8967 | 78.642 | 78.642 | 142.3711 | 78.642 | 134.7054 | 78.642 | 78.642 | 78.642 | 114.0421 | 87.6817
|  | 1283 | 2 | 539 | 11 | 54 | 23 | 5 | 8 | 4.5 | 3.92 | 289 | 100284 | 4.971 | 24.4481 | 36.2478 | 0.2 | 46.2911 | 46.2911 | 47.631 | 46.2911 | 48.1186 | 46.2911 | 46.2911 | 46.2911 | 73.0311 | 73.0311 | 74.7071 | 73.0311 | 75.0519 | 73.0311 | 73.0311 | 73.0311 | 89 | 87.9698
|  | 1284 | 2 | 540 | 12 | 54 | 23 | 5 | 8 | 4.62 | 3.92 | 290 | 100238 | 4.986 | 29.1728 | 20.5546 | 0.2 | 34.5591 | 34.5591 | 34.5591 | 34.5591 | 34.5591 | 34.5591 | 34.5591 | 34.5591 | 54.7031 | 54.7031 | 54.7031 | 54.7031 | 54.7031 | 54.7031 | 54.7031 | 54.7031 | 66 | 66
|  | 1285 | 2 | 541 | 13 | 54 | 23 | 5 | 8 | 4.75 | 3.92 | 291 | 100192 | 5.006 | 31.2547 | 3.62 | 0.2 | 49.2972 | 49.2972 | 49.343 | 49.2972 | 50.0213 | 49.2972 | 49.2972 | 49.2972 | 77.7446 | 77.7446 | 78.0884 | 77.7446 | 78.568 | 77.7446 | 78.0236 | 77.7446 | 94 | 93.5596
|  | 1286 | 2 | 542 | 14 | 54 | 23 | 5 | 8 | 5.09 | 3.92 | 292 | 100189 | 4.903 | 30.3929 | -13.5635 | 0.2 | 73.6339 | 73.6339 | 73.6339 | 73.6339 | 85.1998 | 73.6339 | 76.4242 | 73.6339 | 115.0717 | 115.0717 | 118.0332 | 115.0717 | 128.1845 | 115.0717 | 121.9792 | 115.0717 | 145 | 138.0216
|  | 1287 | 2 | 543 | 15 | 54 | 23 | 5 | 8 | 5.43 | 3.93 | 293 | 100185 | 4.791 | 26.7163 | -29.8634 | 0.2 | 45.5175 | 45.5175 | 45.5175 | 45.5175 | 46.2624 | 45.5175 | 45.9452 | 45.5175 | 71.8659 | 71.8659 | 71.8692 | 71.8659 | 72.6984 | 71.8659 | 72.4741 | 71.8659 | 87 | 86.5677
|  | 1288 | 2 | 544 | 16 | 54 | 23 | 5 | 8 | 5.77 | 3.93 | 294 | 100182 | 4.671 | 20.7092 | -44.614 | 0.2 | 35.5847 | 35.5847 | 35.5847 | 35.5847 | 35.5847 | 35.5847 | 35.5847 | 35.5847 | 56.3455 | 56.3455 | 56.3455 | 56.3455 | 56.3455 | 56.3455 | 56.3455 | 56.3455 | 68 | 68
|  | 1289 | 2 | 545 | 17 | 54 | 23 | 5 | 8 | 5 | 3.44 | 285 | 100189 | 4.644 | 12.9806 | -57.7757 | 0.2 | 23.9651 | 23.9651 | 23.9651 | 23.9651 | 23.9651 | 23.9651 | 23.9651 | 23.9651 | 38.0405 | 38.0405 | 38.0405 | 38.0405 | 38.0405 | 38.0405 | 38.0405 | 38.0405 | 46 | 46
|  | 1290 | 2 | 546 | 18 | 54 | 23 | 5 | 8 | 4.23 | 2.95 | 275 | 100195 | 4.605 | 4.0916 | -69.7123 | 0.2 | 14.5469 | 14.5469 | 14.5469 | 14.5469 | 19.9601 | 14.5469 | 29.1903 | 14.5469 | 22.9029 | 22.9029 | 22.9029 | 22.9029 | 27.5203 | 22.9029 | 34.047 | 22.9029 | 28.7526 | 27.6359
|  | 1291 | 2 | 547 | 19 | 54 | 23 | 5 | 8 | 3.45 | 2.46 | 266 | 100202 | 4.553 | 0 | -80.9588 | 0.2 | 0 | 0 | 0 | 0 | 0 | 0 | 0 | 0 | 0 | 0 | 0 | 0 | 0 | 0 | 0 | 0 | 0 | 0
|  | 1292 | 2 | 548 | 20 | 54 | 23 | 5 | 8 | 3.31 | 2.51 | 270 | 100231 | 4.54 | 0 | -92.1256 | 0.2 | 0 | 0 | 0 | 0 | 0 | 0 | 0 | 0 | 0 | 0 | 0 | 0 | 0 | 0 | 0 | 0 | 0 | 0
|  | 1293 | 2 | 549 | 21 | 54 | 23 | 5 | 8 | 3.18 | 2.57 | 275 | 100261 | 4.53 | 0 | -103.9151 | 0.2 | 0 | 0 | 0 | 0 | 0 | 0 | 0 | 0 | 0 | 0 | 0 | 0 | 0 | 0 | 0 | 0 | 0 | 0
|  | 1294 | 2 | 550 | 22 | 54 | 23 | 5 | 8 | 3.04 | 2.63 | 279 | 100290 | 4.517 | 0 | -117.192 | 0.2 | 0 | 0 | 0 | 0 | 0 | 0 | 0 | 0 | 0 | 0 | 0 | 0 | 0 | 0 | 0 | 0 | 0 | 0
|  | 1295 | 2 | 551 | 23 | 54 | 23 | 5 | 8 | 3.02 | 2.75 | 289 | 100316 | 4.513 | 0 | -133.0186 | 0.2 | 0 | 0 | 0 | 0 | 0 | 0 | 0 | 0 | 0 | 0 | 0 | 0 | 0 | 0 | 0 | 0 | 0 | 0
|  | 1296 | 2 | 552 | 24 | 54 | 23 | 5 | 8 | 3 | 2.87 | 299 | 100343 | 4.509 | 0 | -152.3708 | 0.2 | 0 | 0 | 0 | 0 | 0 | 0 | 0 | 0 | 0 | 0 | 0 | 0 | 0 | 0 | 0 | 0 | 0 | 0
|  | 1297 | 2 | 553 | 1 | 55 | 24 | 6 | 8 | 2.98 | 2.99 | 309 | 100369 | 4.505 | 0 | -175.1189 | 0.2 | 0 | 0 | 0 | 0 | 0 | 0 | 0 | 0 | 0 | 0 | 0 | 0 | 0 | 0 | 0 | 0 | 0 | 0
|  | 1298 | 2 | 554 | 2 | 55 | 24 | 6 | 8 | 2.89 | 3.06 | 315 | 100392 | 4.467 | 0 | 161.6313 | 0.2 | 0 | 0 | 0 | 0 | 0 | 0 | 0 | 0 | 0 | 0 | 0 | 0 | 0 | 0 | 0 | 0 | 0 | 0
|  | 1299 | 2 | 555 | 3 | 55 | 24 | 6 | 8 | 2.81 | 3.13 | 320 | 100415 | 4.433 | 0 | 140.8468 | 0.2 | 0 | 0 | 0 | 0 | 0 | 0 | 0 | 0 | 0 | 0 | 0 | 0 | 0 | 0 | 0 | 0 | 0 | 0
|  | 1300 | 2 | 556 | 4 | 55 | 24 | 6 | 8 | 2.72 | 3.2 | 326 | 100438 | 4.396 | 0 | 123.6756 | 0.2 | 0 | 0 | 0 | 0 | 0 | 0 | 0 | 0 | 0 | 0 | 0 | 0 | 0 | 0 | 0 | 0 | 0 | 0
|  | 1301 | 2 | 557 | 5 | 55 | 24 | 6 | 8 | 2.62 | 3.05 | 327 | 100484 | 4.368 | 0 | 109.4787 | 0.2 | 0 | 0 | 0 | 0 | 0 | 0 | 0 | 0 | 0 | 0 | 0 | 0 | 0 | 0 | 0 | 0 | 0 | 0
|  | 1302 | 2 | 558 | 6 | 55 | 24 | 6 | 8 | 2.52 | 2.9 | 329 | 100529 | 4.34 | 0 | 97.1795 | 0.2 | 0 | 0 | 0 | 0 | 0 | 0 | 0 | 0 | 0 | 0 | 0 | 0 | 0 | 0 | 0 | 0 | 0 | 0
|  | 1303 | 2 | 559 | 7 | 55 | 24 | 6 | 8 | 2.42 | 2.74 | 330 | 100575 | 4.313 | 0 | 85.8358 | 0.2 | 0 | 0 | 0 | 0 | 0 | 0 | 0 | 0 | 0 | 0 | 0 | 0 | 0 | 0 | 0 | 0 | 0 | 0
|  | 1304 | 2 | 560 | 8 | 55 | 24 | 6 | 8 | 2.8 | 2.84 | 332 | 100624 | 4.339 | 0.43664 | 74.6892 | 0.2 | 0 | 0 | 0 | 0 | 0 | 0 | 0 | 0 | 0 | 0 | 0 | 0 | 0 | 0 | 0 | 0 | 0 | 0
|  | 1305 | 2 | 561 | 9 | 55 | 24 | 6 | 8 | 3.18 | 2.93 | 334 | 100674 | 4.362 | 9.6816 | 63.0954 | 0.2 | 31.4534 | 31.4534 | 188.3304 | 31.4534 | 111.0576 | 31.4534 | 31.4534 | 31.4534 | 35.3397 | 35.3397 | 167.4903 | 35.3397 | 112.8502 | 35.3397 | 35.3397 | 35.3397 | 61.2869 | 31.2748
|  | 1306 | 2 | 562 | 10 | 55 | 24 | 6 | 8 | 3.56 | 3.02 | 336 | 100723 | 4.383 | 17.9767 | 50.479 | 0.2 | 71.2954 | 71.2954 | 269.786 | 71.2954 | 235.0406 | 71.2954 | 71.2954 | 71.2954 | 86.0962 | 86.0962 | 285.4873 | 86.0962 | 260.9186 | 86.0962 | 86.0962 | 86.0962 | 168.8439 | 85.3529
|  | 1307 | 2 | 563 | 11 | 55 | 24 | 6 | 8 | 3.87 | 3.21 | 343 | 100749 | 4.335 | 24.7979 | 36.3768 | 0.2 | 80.3685 | 80.3685 | 122.9248 | 80.3685 | 138.1395 | 80.3685 | 80.3685 | 80.3685 | 118.514 | 118.514 | 172.0475 | 118.514 | 182.8059 | 118.514 | 118.514 | 118.514 | 170.6592 | 137.5077
|  | 1308 | 2 | 564 | 12 | 55 | 24 | 6 | 8 | 4.18 | 3.41 | 349 | 100775 | 4.282 | 29.5374 | 20.619 | 0.2 | 88.6153 | 88.6153 | 99.2383 | 88.6153 | 116.849 | 88.6153 | 88.6153 | 88.6153 | 137.1629 | 137.1629 | 156.7612 | 137.1629 | 169.2138 | 137.1629 | 141.738 | 137.1629 | 181.1009 | 164.0078
|  | 1309 | 2 | 565 | 13 | 55 | 24 | 6 | 8 | 4.49 | 3.6 | 355 | 100801 | 4.224 | 31.6233 | 3.6012 | 0.2 | 70.0935 | 70.0935 | 70.6364 | 70.0935 | 78.7204 | 70.0935 | 70.0935 | 70.0935 | 109.7275 | 109.7275 | 113.8751 | 109.7275 | 119.5914 | 109.7275 | 113.1073 | 109.7275 | 137 | 131.6773
|  | 1310 | 2 | 566 | 14 | 55 | 24 | 6 | 8 | 4.83 | 3.73 | 2 | 100818 | 4.268 | 30.7509 | -13.6672 | 0.2 | 25.0603 | 25.0603 | 25.0603 | 25.0603 | 25.0603 | 25.0603 | 25.0603 | 25.0603 | 39.7321 | 39.7321 | 39.7321 | 39.7321 | 39.7321 | 39.7321 | 39.7321 | 39.7321 | 48 | 48
|  | 1311 | 2 | 567 | 15 | 55 | 24 | 6 | 8 | 5.17 | 3.87 | 8 | 100834 | 4.312 | 27.0521 | -30.0349 | 0.2 | 22.3903 | 22.3903 | 22.3903 | 22.3903 | 22.3903 | 22.3903 | 22.3903 | 22.3903 | 35.5512 | 35.5512 | 35.5512 | 35.5512 | 35.5512 | 35.5512 | 35.5512 | 35.5512 | 43 | 43
|  | 1312 | 2 | 568 | 16 | 55 | 24 | 6 | 8 | 5.51 | 4 | 15 | 100851 | 4.355 | 21.0183 | -44.8297 | 0.2 | 25.5073 | 25.5073 | 25.5073 | 25.5073 | 25.5073 | 25.5073 | 25.5073 | 25.5073 | 40.5067 | 40.5067 | 40.5067 | 40.5067 | 40.5067 | 40.5067 | 40.5067 | 40.5067 | 49 | 49
|  | 1313 | 2 | 569 | 17 | 55 | 24 | 6 | 8 | 4.85 | 3.33 | 20 | 100890 | 4.272 | 13.2649 | -58.0171 | 0.2 | 21.3097 | 21.3097 | 21.3097 | 21.3097 | 21.3097 | 21.3097 | 21.3097 | 21.3097 | 33.87 | 33.87 | 33.87 | 33.87 | 33.87 | 33.87 | 33.87 | 33.87 | 41 | 41
|  | 1314 | 2 | 570 | 18 | 55 | 24 | 6 | 8 | 4.18 | 2.67 | 25 | 100929 | 4.183 | 4.357 | -69.9693 | 0.2 | 25.6494 | 25.6494 | 25.6494 | 25.6494 | 79.0544 | 25.6494 | 172.1339 | 25.6494 | 35.1757 | 35.1757 | 35.1757 | 35.1757 | 81.3387 | 35.1757 | 147.1559 | 35.1757 | 50.2201 | 38.3407
|  | 1315 | 2 | 571 | 19 | 55 | 24 | 6 | 8 | 3.51 | 2 | 30 | 100969 | 4.092 | 0 | -81.2275 | 0.2 | 0 | 0 | 0 | 0 | 0 | 0 | 0 | 0 | 0 | 0 | 0 | 0 | 0 | 0 | 0 | 0 | 0 | 0
|  | 1316 | 2 | 572 | 20 | 55 | 24 | 6 | 8 | 2.99 | 1.87 | 35 | 101018 | 3.977 | 0 | -92.4056 | 0.2 | 0 | 0 | 0 | 0 | 0 | 0 | 0 | 0 | 0 | 0 | 0 | 0 | 0 | 0 | 0 | 0 | 0 | 0
|  | 1317 | 2 | 573 | 21 | 55 | 24 | 6 | 8 | 2.48 | 1.74 | 41 | 101067 | 3.867 | 0 | -104.2059 | 0.2 | 0 | 0 | 0 | 0 | 0 | 0 | 0 | 0 | 0 | 0 | 0 | 0 | 0 | 0 | 0 | 0 | 0 | 0
|  | 1318 | 2 | 574 | 22 | 55 | 24 | 6 | 8 | 1.96 | 1.61 | 46 | 101116 | 3.756 | 0 | -117.4882 | 0.2 | 0 | 0 | 0 | 0 | 0 | 0 | 0 | 0 | 0 | 0 | 0 | 0 | 0 | 0 | 0 | 0 | 0 | 0
|  | 1319 | 2 | 575 | 23 | 55 | 24 | 6 | 8 | 1.68 | 1.64 | 50 | 101155 | 3.727 | 0 | -133.2999 | 0.2 | 0 | 0 | 0 | 0 | 0 | 0 | 0 | 0 | 0 | 0 | 0 | 0 | 0 | 0 | 0 | 0 | 0 | 0
|  | 1320 | 2 | 576 | 24 | 55 | 24 | 6 | 8 | 1.41 | 1.66 | 54 | 101195 | 3.701 | 0 | -152.588 | 0.2 | 0 | 0 | 0 | 0 | 0 | 0 | 0 | 0 | 0 | 0 | 0 | 0 | 0 | 0 | 0 | 0 | 0 | 0
|  | 1321 | 2 | 577 | 1 | 56 | 25 | 7 | 8 | 1.13 | 1.68 | 58 | 101234 | 3.671 | 0 | -175.2062 | 0.2 | 0 | 0 | 0 | 0 | 0 | 0 | 0 | 0 | 0 | 0 | 0 | 0 | 0 | 0 | 0 | 0 | 0 | 0
|  | 1322 | 2 | 578 | 2 | 56 | 25 | 7 | 8 | 1.36 | 1.71 | 60 | 101244 | 3.737 | 0 | 161.7003 | 0.2 | 0 | 0 | 0 | 0 | 0 | 0 | 0 | 0 | 0 | 0 | 0 | 0 | 0 | 0 | 0 | 0 | 0 | 0
|  | 1323 | 2 | 579 | 3 | 56 | 25 | 7 | 8 | 1.6 | 1.75 | 63 | 101254 | 3.807 | 0 | 141.0239 | 0.2 | 0 | 0 | 0 | 0 | 0 | 0 | 0 | 0 | 0 | 0 | 0 | 0 | 0 | 0 | 0 | 0 | 0 | 0
|  | 1324 | 2 | 580 | 4 | 56 | 25 | 7 | 8 | 1.83 | 1.78 | 65 | 101263 | 3.876 | 0 | 123.9001 | 0.2 | 0 | 0 | 0 | 0 | 0 | 0 | 0 | 0 | 0 | 0 | 0 | 0 | 0 | 0 | 0 | 0 | 0 | 0
|  | 1325 | 2 | 581 | 5 | 56 | 25 | 7 | 8 | 1.52 | 1.72 | 73 | 101277 | 3.823 | 0 | 109.7151 | 0.2 | 0 | 0 | 0 | 0 | 0 | 0 | 0 | 0 | 0 | 0 | 0 | 0 | 0 | 0 | 0 | 0 | 0 | 0
|  | 1326 | 2 | 582 | 6 | 56 | 25 | 7 | 8 | 1.21 | 1.67 | 80 | 101290 | 3.77 | 0 | 97.4131 | 0.2 | 0 | 0 | 0 | 0 | 0 | 0 | 0 | 0 | 0 | 0 | 0 | 0 | 0 | 0 | 0 | 0 | 0 | 0
|  | 1327 | 2 | 583 | 7 | 56 | 25 | 7 | 8 | 0.91 | 1.61 | 88 | 101303 | 3.721 | 0 | 86.0609 | 0.2 | 0 | 0 | 0 | 0 | 0 | 0 | 0 | 0 | 0 | 0 | 0 | 0 | 0 | 0 | 0 | 0 | 0 | 0
|  | 1328 | 2 | 584 | 8 | 56 | 25 | 7 | 8 | 1.61 | 1.43 | 94 | 101339 | 3.651 | 0.74085 | 74.9027 | 0.2 | 0 | 0 | 0 | 0 | 0 | 0 | 0 | 0 | 0 | 0 | 0 | 0 | 0 | 0 | 0 | 0 | 0 | 0
|  | 1329 | 2 | 585 | 9 | 56 | 25 | 7 | 8 | 2.31 | 1.24 | 100 | 101375 | 3.563 | 9.9985 | 63.2924 | 0.2 | 37.273 | 37.273 | 362.2139 | 37.273 | 200.7549 | 37.273 | 37.273 | 37.273 | 38.4011 | 38.4011 | 313.5149 | 38.4011 | 199.3462 | 38.4011 | 38.4011 | 38.4011 | 96.1874 | 32.0586
|  | 1330 | 2 | 586 | 10 | 56 | 25 | 7 | 8 | 3.01 | 1.05 | 106 | 101411 | 3.456 | 18.3109 | 50.65 | 0.2 | 68.2444 | 68.2444 | 601.7592 | 68.2444 | 505.6993 | 68.2444 | 68.2444 | 68.2444 | 60.1753 | 60.1753 | 598.8731 | 60.1753 | 530.9485 | 60.1753 | 60.1753 | 60.1753 | 274.9336 | 46.6147
|  | 1331 | 2 | 587 | 11 | 56 | 25 | 7 | 8 | 3.87 | 0.72 | 82 | 101385 | 3.524 | 25.151 | 36.5048 | 0.2 | 85.4596 | 85.4596 | 553.4075 | 85.4596 | 717.7431 | 85.4596 | 85.4596 | 85.4596 | 67.0443 | 67.0443 | 659.0891 | 67.0443 | 775.2919 | 67.0443 | 67.0443 | 67.0443 | 417.1153 | 47.7854
|  | 1332 | 2 | 588 | 12 | 56 | 25 | 7 | 8 | 4.73 | 0.39 | 59 | 101358 | 3.585 | 29.9051 | 20.6816 | 0.2 | 103.1383 | 103.1383 | 373.2963 | 103.1383 | 818.7864 | 103.1383 | 103.1383 | 103.1383 | 83.0309 | 83.0309 | 585.1542 | 83.0309 | 900.1632 | 83.0309 | 203.0931 | 83.0309 | 501.7174 | 61.7659
|  | 1333 | 2 | 589 | 13 | 56 | 25 | 7 | 8 | 5.59 | 0.06 | 36 | 101332 | 3.639 | 31.9945 | 3.5793 | 0.2 | 115.6211 | 115.6211 | 161.3586 | 115.6211 | 846.8143 | 115.6211 | 115.6211 | 115.6211 | 96.4729 | 96.4729 | 452.4537 | 96.4729 | 937.1441 | 96.4729 | 387.7711 | 96.4729 | 531.1285 | 73.4331
|  | 1334 | 2 | 590 | 14 | 56 | 25 | 7 | 8 | 6.2 | 0.29 | 354 | 101293 | 3.679 | 31.1108 | -13.7752 | 0.2 | 117.0331 | 117.0331 | 117.0331 | 117.0331 | 824.7521 | 117.0331 | 290.5404 | 117.0331 | 100.97 | 100.97 | 289.2344 | 100.97 | 912.3556 | 100.97 | 534.6109 | 100.97 | 519.1953 | 79.4419
|  | 1335 | 2 | 591 | 15 | 56 | 25 | 7 | 8 | 6.82 | 0.51 | 311 | 101254 | 3.718 | 27.389 | -30.2112 | 0.2 | 116.3786 | 116.3786 | 116.3786 | 116.3786 | 699.5366 | 116.3786 | 455.9375 | 116.3786 | 112.9685 | 112.9685 | 120.0873 | 112.9685 | 772.5467 | 112.9685 | 600.2961 | 112.9685 | 448.1011 | 98.4746
|  | 1336 | 2 | 592 | 16 | 56 | 25 | 7 | 8 | 7.44 | 0.74 | 269 | 101214 | 3.752 | 21.328 | -45.05 | 0.2 | 91.1353 | 91.1353 | 91.1353 | 91.1353 | 592.0594 | 91.1353 | 592.9345 | 91.1353 | 88.2576 | 88.2576 | 88.2576 | 88.2576 | 638.2193 | 88.2576 | 638.838 | 88.2576 | 353.7774 | 76.9383
|  | 1337 | 2 | 593 | 17 | 56 | 25 | 7 | 8 | 6.53 | 1.14 | 272 | 101204 | 3.972 | 13.5496 | -58.2627 | 0.2 | 60.8489 | 60.8489 | 60.8489 | 60.8489 | 449.653 | 60.8489 | 689.4605 | 60.8489 | 57.8494 | 57.8494 | 57.8494 | 57.8494 | 458.7305 | 57.8494 | 628.3 | 57.8494 | 226.54 | 48.4125
|  | 1338 | 2 | 594 | 18 | 56 | 25 | 7 | 8 | 5.62 | 1.53 | 275 | 101195 | 4.149 | 4.6226 | -70.23 | 0.2 | 32.7672 | 32.7672 | 32.7672 | 32.7672 | 99.4713 | 32.7672 | 218.3499 | 32.7672 | 46.8141 | 46.8141 | 46.8141 | 46.8141 | 105.256 | 46.8141 | 189.3159 | 46.8141 | 68.9452 | 53
|  | 1339 | 2 | 595 | 19 | 56 | 25 | 7 | 8 | 4.71 | 1.92 | 278 | 101185 | 4.288 | 0 | -81.4996 | 0.2 | 0 | 0 | 0 | 0 | 0 | 0 | 0 | 0 | 0 | 0 | 0 | 0 | 0 | 0 | 0 | 0 | 0 | 0
|  | 1340 | 2 | 596 | 20 | 56 | 25 | 7 | 8 | 3.39 | 1.8 | 262 | 101185 | 3.999 | 0 | -92.6886 | 0.2 | 0 | 0 | 0 | 0 | 0 | 0 | 0 | 0 | 0 | 0 | 0 | 0 | 0 | 0 | 0 | 0 | 0 | 0
|  | 1341 | 2 | 597 | 21 | 56 | 25 | 7 | 8 | 2.08 | 1.68 | 247 | 101185 | 3.725 | 0 | -104.4995 | 0.2 | 0 | 0 | 0 | 0 | 0 | 0 | 0 | 0 | 0 | 0 | 0 | 0 | 0 | 0 | 0 | 0 | 0 | 0
|  | 1342 | 2 | 598 | 22 | 56 | 25 | 7 | 8 | 0.76 | 1.56 | 231 | 101185 | 3.463 | 0 | -117.7868 | 0.2 | 0 | 0 | 0 | 0 | 0 | 0 | 0 | 0 | 0 | 0 | 0 | 0 | 0 | 0 | 0 | 0 | 0 | 0
|  | 1343 | 2 | 599 | 23 | 56 | 25 | 7 | 8 | 0.6 | 1.71 | 228 | 101178 | 3.427 | 0 | -133.5832 | 0.2 | 0 | 0 | 0 | 0 | 0 | 0 | 0 | 0 | 0 | 0 | 0 | 0 | 0 | 0 | 0 | 0 | 0 | 0
|  | 1344 | 2 | 600 | 24 | 56 | 25 | 7 | 8 | 0.44 | 1.87 | 226 | 101172 | 3.391 | 0 | -152.8072 | 0.2 | 0 | 0 | 0 | 0 | 0 | 0 | 0 | 0 | 0 | 0 | 0 | 0 | 0 | 0 | 0 | 0 | 0 | 0
|  | 1345 | 2 | 601 | 1 | 57 | 26 | 1 | 9 | 0.28 | 2.03 | 223 | 101165 | 3.356 | 0 | -175.2964 | 0.2 | 0 | 0 | 0 | 0 | 0 | 0 | 0 | 0 | 0 | 0 | 0 | 0 | 0 | 0 | 0 | 0 | 0 | 0
|  | 1346 | 2 | 602 | 2 | 57 | 26 | 1 | 9 | 0.41 | 2.4 | 223 | 101113 | 3.404 | 0 | 161.7652 | 0.2 | 0 | 0 | 0 | 0 | 0 | 0 | 0 | 0 | 0 | 0 | 0 | 0 | 0 | 0 | 0 | 0 | 0 | 0
|  | 1347 | 2 | 603 | 3 | 57 | 26 | 1 | 9 | 0.55 | 2.77 | 222 | 101060 | 3.454 | 0 | 141.197 | 0.2 | 0 | 0 | 0 | 0 | 0 | 0 | 0 | 0 | 0 | 0 | 0 | 0 | 0 | 0 | 0 | 0 | 0 | 0
|  | 1348 | 2 | 604 | 4 | 57 | 26 | 1 | 9 | 0.68 | 3.14 | 221 | 101008 | 3.502 | 0 | 124.1216 | 0.2 | 0 | 0 | 0 | 0 | 0 | 0 | 0 | 0 | 0 | 0 | 0 | 0 | 0 | 0 | 0 | 0 | 0 | 0
|  | 1349 | 2 | 605 | 5 | 57 | 26 | 1 | 9 | 0.71 | 3.26 | 222 | 100985 | 3.503 | 0 | 109.9496 | 0.2 | 0 | 0 | 0 | 0 | 0 | 0 | 0 | 0 | 0 | 0 | 0 | 0 | 0 | 0 | 0 | 0 | 0 | 0
|  | 1350 | 2 | 606 | 6 | 57 | 26 | 1 | 9 | 0.75 | 3.37 | 222 | 100962 | 3.506 | 0 | 97.6454 | 0.2 | 0 | 0 | 0 | 0 | 0 | 0 | 0 | 0 | 0 | 0 | 0 | 0 | 0 | 0 | 0 | 0 | 0 | 0
|  | 1351 | 2 | 607 | 7 | 57 | 26 | 1 | 9 | 0.79 | 3.48 | 223 | 100939 | 3.51 | 0 | 86.2853 | 0.2 | 0 | 0 | 0 | 0 | 0 | 0 | 0 | 0 | 0 | 0 | 0 | 0 | 0 | 0 | 0 | 0 | 0 | 0
|  | 1352 | 2 | 608 | 8 | 57 | 26 | 1 | 9 | 2.15 | 3.65 | 227 | 100919 | 3.747 | 1.0485 | 75.1158 | 0.2 | 0 | 0 | 0 | 0 | 0 | 0 | 0 | 0 | 0 | 0 | 0 | 0 | 0 | 0 | 0 | 0 | 0 | 0
|  | 1353 | 2 | 609 | 9 | 57 | 26 | 1 | 9 | 3.51 | 3.83 | 231 | 100900 | 3.991 | 10.3187 | 63.4892 | 0.2 | 17.6528 | 17.6528 | 17.6528 | 17.6528 | 17.6528 | 17.6528 | 17.6528 | 17.6528 | 28.0741 | 28.0741 | 28.0741 | 28.0741 | 28.0741 | 28.0741 | 28.0741 | 28.0741 | 34 | 34
|  | 1354 | 2 | 610 | 10 | 57 | 26 | 1 | 9 | 4.87 | 4 | 235 | 100880 | 4.243 | 18.6484 | 50.8206 | 0.2 | 56.3416 | 56.3416 | 99.9456 | 56.3416 | 91.878 | 56.3416 | 56.3416 | 56.3416 | 83.9295 | 83.9295 | 128.1854 | 83.9295 | 122.4808 | 83.9295 | 83.9295 | 83.9295 | 116.8429 | 97.8595
|  | 1355 | 2 | 611 | 11 | 57 | 26 | 1 | 9 | 5.87 | 4.05 | 244 | 100854 | 4.427 | 25.5072 | 36.6321 | 0.2 | 107.325 | 107.325 | 303.1587 | 107.325 | 370.7073 | 107.325 | 107.325 | 107.325 | 127.853 | 127.853 | 377.0598 | 127.853 | 424.8239 | 127.853 | 127.853 | 127.853 | 284.0554 | 127.4575
|  | 1356 | 2 | 612 | 12 | 57 | 26 | 1 | 9 | 6.88 | 4.1 | 252 | 100828 | 4.618 | 30.2756 | 20.7423 | 0.2 | 118.2029 | 118.2029 | 185.0834 | 118.2029 | 294.8023 | 118.2029 | 118.2029 | 118.2029 | 159.8206 | 159.8206 | 285.0644 | 159.8206 | 362.6474 | 159.8206 | 190.4812 | 159.8206 | 286.4483 | 176.2072
|  | 1357 | 2 | 613 | 13 | 57 | 26 | 1 | 9 | 7.89 | 4.15 | 261 | 100801 | 4.81 | 32.3682 | 3.5542 | 0.2 | 83.1616 | 83.1616 | 84.1224 | 83.1616 | 98.6295 | 83.1616 | 83.1616 | 83.1616 | 129.5581 | 129.5581 | 137.1834 | 129.5581 | 147.4415 | 129.5581 | 135.8247 | 129.5581 | 165 | 155.1769
|  | 1358 | 2 | 614 | 14 | 57 | 26 | 1 | 9 | 7.83 | 4.13 | 262 | 100739 | 4.808 | 31.4725 | -13.8874 | 0.2 | 85.6839 | 85.6839 | 85.6839 | 85.6839 | 103.7742 | 85.6839 | 90.1566 | 85.6839 | 133.301 | 133.301 | 138.2045 | 133.301 | 154.1589 | 133.301 | 144.5298 | 133.301 | 171 | 159.5927
|  | 1359 | 2 | 615 | 15 | 57 | 26 | 1 | 9 | 7.78 | 4.11 | 264 | 100677 | 4.81 | 27.7271 | -30.3923 | 0.2 | 50.0111 | 50.0111 | 50.0111 | 50.0111 | 51.835 | 50.0111 | 51.0809 | 50.0111 | 78.831 | 78.831 | 78.8605 | 78.831 | 80.9066 | 78.831 | 80.3734 | 78.831 | 96 | 94.8886
|  | 1360 | 2 | 616 | 16 | 57 | 26 | 1 | 9 | 7.73 | 4.08 | 266 | 100615 | 4.811 | 21.6382 | -45.2749 | 0.2 | 71.1148 | 71.1148 | 71.1148 | 71.1148 | 95.4227 | 71.1148 | 95.6572 | 71.1148 | 110.2981 | 110.2981 | 110.2981 | 110.2981 | 137.176 | 110.2981 | 137.3417 | 110.2981 | 145.8068 | 132.1037
|  | 1361 | 2 | 617 | 17 | 57 | 26 | 1 | 9 | 6.66 | 3.6 | 261 | 100605 | 4.677 | 13.8345 | -58.5125 | 0.2 | 54.8535 | 54.8535 | 54.8535 | 54.8535 | 103.0762 | 54.8535 | 133.5844 | 54.8535 | 81.0619 | 81.0619 | 81.0619 | 81.0619 | 131.2374 | 81.0619 | 152.81 | 81.0619 | 116.976 | 94.2398
|  | 1362 | 2 | 618 | 18 | 57 | 26 | 1 | 9 | 5.59 | 3.11 | 257 | 100595 | 4.536 | 4.8883 | -70.4945 | 0.2 | 25.8964 | 25.8964 | 25.8964 | 25.8964 | 71.498 | 25.8964 | 154.632 | 25.8964 | 35.4846 | 35.4846 | 35.4846 | 35.4846 | 75.9891 | 35.4846 | 134.7737 | 35.4846 | 50.203 | 38.5225
|  | 1363 | 2 | 619 | 19 | 57 | 26 | 1 | 9 | 4.52 | 2.62 | 252 | 100585 | 4.387 | 0 | -81.775 | 0.2 | 0 | 0 | 0 | 0 | 0 | 0 | 0 | 0 | 0 | 0 | 0 | 0 | 0 | 0 | 0 | 0 | 0 | 0
|  | 1364 | 2 | 620 | 20 | 57 | 26 | 1 | 9 | 4.24 | 2.81 | 248 | 100569 | 4.468 | 0 | -92.9746 | 0.2 | 0 | 0 | 0 | 0 | 0 | 0 | 0 | 0 | 0 | 0 | 0 | 0 | 0 | 0 | 0 | 0 | 0 | 0
|  | 1365 | 2 | 621 | 21 | 57 | 26 | 1 | 9 | 3.96 | 3 | 244 | 100552 | 4.545 | 0 | -104.7957 | 0.2 | 0 | 0 | 0 | 0 | 0 | 0 | 0 | 0 | 0 | 0 | 0 | 0 | 0 | 0 | 0 | 0 | 0 | 0
|  | 1366 | 2 | 622 | 22 | 57 | 26 | 1 | 9 | 3.68 | 3.19 | 240 | 100536 | 4.616 | 0 | -118.0878 | 0.2 | 0 | 0 | 0 | 0 | 0 | 0 | 0 | 0 | 0 | 0 | 0 | 0 | 0 | 0 | 0 | 0 | 0 | 0
|  | 1367 | 2 | 623 | 23 | 57 | 26 | 1 | 9 | 3.65 | 3.46 | 240 | 100503 | 4.667 | 0 | -133.8684 | 0.2 | 0 | 0 | 0 | 0 | 0 | 0 | 0 | 0 | 0 | 0 | 0 | 0 | 0 | 0 | 0 | 0 | 0 | 0
|  | 1368 | 2 | 624 | 24 | 57 | 26 | 1 | 9 | 3.63 | 3.74 | 241 | 100470 | 4.722 | 0 | -153.0283 | 0.2 | 0 | 0 | 0 | 0 | 0 | 0 | 0 | 0 | 0 | 0 | 0 | 0 | 0 | 0 | 0 | 0 | 0 | 0
|  | 1369 | 2 | 625 | 1 | 58 | 27 | 2 | 9 | 3.6 | 4.01 | 242 | 100438 | 4.773 | 0 | -175.3893 | 0.2 | 0 | 0 | 0 | 0 | 0 | 0 | 0 | 0 | 0 | 0 | 0 | 0 | 0 | 0 | 0 | 0 | 0 | 0
|  | 1370 | 2 | 626 | 2 | 58 | 27 | 2 | 9 | 3.84 | 3.87 | 245 | 100431 | 4.822 | 0 | 161.8261 | 0.2 | 0 | 0 | 0 | 0 | 0 | 0 | 0 | 0 | 0 | 0 | 0 | 0 | 0 | 0 | 0 | 0 | 0 | 0
|  | 1371 | 2 | 627 | 3 | 58 | 27 | 2 | 9 | 4.07 | 3.73 | 249 | 100425 | 4.869 | 0 | 141.3662 | 0.2 | 0 | 0 | 0 | 0 | 0 | 0 | 0 | 0 | 0 | 0 | 0 | 0 | 0 | 0 | 0 | 0 | 0 | 0
|  | 1372 | 2 | 628 | 4 | 58 | 27 | 2 | 9 | 4.31 | 3.59 | 253 | 100418 | 4.918 | 0 | 124.3401 | 0.2 | 0 | 0 | 0 | 0 | 0 | 0 | 0 | 0 | 0 | 0 | 0 | 0 | 0 | 0 | 0 | 0 | 0 | 0
|  | 1373 | 2 | 629 | 5 | 58 | 27 | 2 | 9 | 4.21 | 3.44 | 252 | 100434 | 4.897 | 0 | 110.182 | 0.2 | 0 | 0 | 0 | 0 | 0 | 0 | 0 | 0 | 0 | 0 | 0 | 0 | 0 | 0 | 0 | 0 | 0 | 0
|  | 1374 | 2 | 630 | 6 | 58 | 27 | 2 | 9 | 4.11 | 3.29 | 250 | 100451 | 4.874 | 0 | 97.8764 | 0.2 | 0 | 0 | 0 | 0 | 0 | 0 | 0 | 0 | 0 | 0 | 0 | 0 | 0 | 0 | 0 | 0 | 0 | 0
|  | 1375 | 2 | 631 | 7 | 58 | 27 | 2 | 9 | 4.01 | 3.14 | 249 | 100467 | 4.852 | 0 | 86.5089 | 0.2 | 0 | 0 | 0 | 0 | 0 | 0 | 0 | 0 | 0 | 0 | 0 | 0 | 0 | 0 | 0 | 0 | 0 | 0
|  | 1376 | 2 | 632 | 8 | 58 | 27 | 2 | 9 | 4.48 | 3.32 | 249 | 100503 | 4.951 | 1.3596 | 75.3284 | 0.2 | 0 | 0 | 0 | 0 | 0 | 0 | 0 | 0 | 0 | 0 | 0 | 0 | 0 | 0 | 0 | 0 | 0 | 0
|  | 1377 | 2 | 633 | 9 | 58 | 27 | 2 | 9 | 4.95 | 3.5 | 250 | 100539 | 5.05 | 10.6422 | 63.6857 | 0.2 | 26.2964 | 26.2964 | 70.823 | 26.2964 | 48.3166 | 26.2964 | 26.2964 | 26.2964 | 37.3301 | 37.3301 | 75.4154 | 37.3301 | 59.501 | 37.3301 | 37.3301 | 37.3301 | 51.0333 | 41.6992
|  | 1378 | 2 | 634 | 10 | 58 | 27 | 2 | 9 | 5.42 | 3.68 | 250 | 100575 | 5.15 | 18.989 | 50.9908 | 0.2 | 56.8748 | 56.8748 | 99.8456 | 56.8748 | 91.6833 | 56.8748 | 56.8748 | 56.8748 | 84.7346 | 84.7346 | 128.5754 | 84.7346 | 122.8038 | 84.7346 | 84.7346 | 84.7346 | 117.8266 | 98.7971
|  | 1379 | 2 | 635 | 11 | 58 | 27 | 2 | 9 | 6.18 | 3.71 | 253 | 100539 | 5.189 | 25.8663 | 36.7584 | 0.2 | 70.5251 | 70.5251 | 81.8516 | 70.5251 | 85.6884 | 70.5251 | 70.5251 | 70.5251 | 109.9717 | 109.9717 | 124.4695 | 109.9717 | 127.1826 | 109.9717 | 109.9717 | 109.9717 | 141.0689 | 131.8924
|  | 1380 | 2 | 636 | 12 | 58 | 27 | 2 | 9 | 6.95 | 3.73 | 256 | 100503 | 5.22 | 30.6489 | 20.8013 | 0.2 | 77.348 | 77.348 | 82.3298 | 77.348 | 90.4618 | 77.348 | 77.348 | 77.348 | 120.6996 | 120.6996 | 130.1 | 120.6996 | 135.8502 | 120.6996 | 123.0547 | 120.6996 | 153 | 144.6876
|  | 1381 | 2 | 637 | 13 | 58 | 27 | 2 | 9 | 7.72 | 3.75 | 259 | 100467 | 5.236 | 32.7442 | 3.5261 | 0.2 | 98.1546 | 98.1546 | 99.9447 | 98.1546 | 127.2057 | 98.1546 | 98.1546 | 98.1546 | 151.7658 | 151.7658 | 166.2669 | 151.7658 | 185.5433 | 151.7658 | 163.7353 | 151.7658 | 200.0067 | 181.2892
|  | 1382 | 2 | 638 | 14 | 58 | 27 | 2 | 9 | 8.25 | 3.35 | 258 | 100441 | 5.21 | 31.836 | -14.004 | 0.2 | 92.0986 | 92.0986 | 92.0986 | 92.0986 | 115.8682 | 92.0986 | 98.0268 | 92.0986 | 142.8028 | 142.8028 | 149.3664 | 142.8028 | 170.366 | 142.8028 | 157.7502 | 142.8028 | 185.9759 | 170.7653
|  | 1383 | 2 | 639 | 15 | 58 | 27 | 2 | 9 | 8.79 | 2.94 | 257 | 100415 | 5.178 | 28.0662 | -30.578 | 0.2 | 117.8451 | 117.8451 | 117.8451 | 117.8451 | 293.0651 | 117.8451 | 221.3793 | 117.8451 | 160.0162 | 160.0162 | 163.5394 | 160.0162 | 360.6484 | 160.0162 | 309.9589 | 160.0162 | 285.5466 | 177.0298
|  | 1384 | 2 | 640 | 16 | 58 | 27 | 2 | 9 | 9.33 | 2.54 | 256 | 100389 | 5.135 | 21.9489 | -45.5044 | 0.2 | 85.5434 | 85.5434 | 85.5434 | 85.5434 | 159.0535 | 85.5434 | 160.3594 | 85.5434 | 125.0855 | 125.0855 | 125.0855 | 125.0855 | 206.9531 | 125.0855 | 207.8765 | 125.0855 | 186.95 | 144.6818
|  | 1385 | 2 | 641 | 17 | 58 | 27 | 2 | 9 | 8.16 | 2.32 | 247 | 100405 | 5.014 | 14.1195 | -58.7664 | 0.2 | 63.5652 | 63.5652 | 63.5652 | 63.5652 | 149.1977 | 63.5652 | 204.7746 | 63.5652 | 88.9782 | 88.9782 | 88.9782 | 88.9782 | 178.9038 | 88.9782 | 218.2026 | 88.9782 | 141.3096 | 99.7682
|  | 1386 | 2 | 642 | 18 | 58 | 27 | 2 | 9 | 6.99 | 2.1 | 238 | 100421 | 4.879 | 5.1541 | -70.7626 | 0.2 | 29.3183 | 29.3183 | 29.3183 | 29.3183 | 86.3283 | 29.3183 | 192.6854 | 29.3183 | 40.1261 | 40.1261 | 40.1261 | 40.1261 | 91.4741 | 40.1261 | 166.6799 | 40.1261 | 59.3102 | 43.7033
|  | 1387 | 2 | 643 | 19 | 58 | 27 | 2 | 9 | 5.82 | 1.88 | 229 | 100438 | 4.731 | 0 | -82.0536 | 0.2 | 0 | 0 | 0 | 0 | 0 | 0 | 0 | 0 | 0 | 0 | 0 | 0 | 0 | 0 | 0 | 0 | 0 | 0
|  | 1388 | 2 | 644 | 20 | 58 | 27 | 2 | 9 | 5.04 | 1.85 | 225 | 100451 | 4.568 | 0 | -93.2635 | 0.2 | 0 | 0 | 0 | 0 | 0 | 0 | 0 | 0 | 0 | 0 | 0 | 0 | 0 | 0 | 0 | 0 | 0 | 0
|  | 1389 | 2 | 645 | 21 | 58 | 27 | 2 | 9 | 4.27 | 1.83 | 221 | 100464 | 4.411 | 0 | -105.0944 | 0.2 | 0 | 0 | 0 | 0 | 0 | 0 | 0 | 0 | 0 | 0 | 0 | 0 | 0 | 0 | 0 | 0 | 0 | 0
|  | 1390 | 2 | 646 | 22 | 58 | 27 | 2 | 9 | 3.49 | 1.81 | 216 | 100477 | 4.253 | 0 | -118.3908 | 0.2 | 0 | 0 | 0 | 0 | 0 | 0 | 0 | 0 | 0 | 0 | 0 | 0 | 0 | 0 | 0 | 0 | 0 | 0
|  | 1391 | 2 | 647 | 23 | 58 | 27 | 2 | 9 | 3.06 | 1.73 | 215 | 100461 | 4.193 | 0 | -134.1553 | 0.2 | 0 | 0 | 0 | 0 | 0 | 0 | 0 | 0 | 0 | 0 | 0 | 0 | 0 | 0 | 0 | 0 | 0 | 0
|  | 1392 | 2 | 648 | 24 | 58 | 27 | 2 | 9 | 2.63 | 1.65 | 213 | 100444 | 4.131 | 0 | -153.2512 | 0.2 | 0 | 0 | 0 | 0 | 0 | 0 | 0 | 0 | 0 | 0 | 0 | 0 | 0 | 0 | 0 | 0 | 0 | 0
|  | 1393 | 2 | 649 | 1 | 59 | 28 | 3 | 9 | 2.2 | 1.57 | 212 | 100428 | 4.07 | 0 | -175.4849 | 0.2 | 0 | 0 | 0 | 0 | 0 | 0 | 0 | 0 | 0 | 0 | 0 | 0 | 0 | 0 | 0 | 0 | 0 | 0
|  | 1394 | 2 | 650 | 2 | 59 | 28 | 3 | 9 | 2.36 | 1.51 | 201 | 100389 | 4.154 | 0 | 161.8829 | 0.2 | 0 | 0 | 0 | 0 | 0 | 0 | 0 | 0 | 0 | 0 | 0 | 0 | 0 | 0 | 0 | 0 | 0 | 0
|  | 1395 | 2 | 651 | 3 | 59 | 28 | 3 | 9 | 2.53 | 1.44 | 191 | 100349 | 4.242 | 0 | 141.5313 | 0.2 | 0 | 0 | 0 | 0 | 0 | 0 | 0 | 0 | 0 | 0 | 0 | 0 | 0 | 0 | 0 | 0 | 0 | 0
|  | 1396 | 2 | 652 | 4 | 59 | 28 | 3 | 9 | 2.69 | 1.38 | 181 | 100310 | 4.328 | 0 | 124.5555 | 0.2 | 0 | 0 | 0 | 0 | 0 | 0 | 0 | 0 | 0 | 0 | 0 | 0 | 0 | 0 | 0 | 0 | 0 | 0
|  | 1397 | 2 | 653 | 5 | 59 | 28 | 3 | 9 | 2.2 | 1.28 | 167 | 100284 | 4.234 | 0 | 110.4124 | 0.2 | 0 | 0 | 0 | 0 | 0 | 0 | 0 | 0 | 0 | 0 | 0 | 0 | 0 | 0 | 0 | 0 | 0 | 0
|  | 1398 | 2 | 654 | 6 | 59 | 28 | 3 | 9 | 1.72 | 1.18 | 152 | 100257 | 4.143 | 0 | 98.1062 | 0.2 | 0 | 0 | 0 | 0 | 0 | 0 | 0 | 0 | 0 | 0 | 0 | 0 | 0 | 0 | 0 | 0 | 0 | 0
|  | 1399 | 2 | 655 | 7 | 59 | 28 | 3 | 9 | 1.24 | 1.08 | 137 | 100231 | 4.054 | 0 | 86.7317 | 0.2 | 0 | 0 | 0 | 0 | 0 | 0 | 0 | 0 | 0 | 0 | 0 | 0 | 0 | 0 | 0 | 0 | 0 | 0
|  | 1400 | 2 | 656 | 8 | 59 | 28 | 3 | 9 | 3.27 | 1.37 | 129 | 100212 | 4.482 | 1.6739 | 75.5406 | 0.2 | 0 | 0 | 0 | 0 | 0 | 0 | 0 | 0 | 0 | 0 | 0 | 0 | 0 | 0 | 0 | 0 | 0 | 0
|  | 1401 | 2 | 657 | 9 | 59 | 28 | 3 | 9 | 5.3 | 1.66 | 121 | 100192 | 4.934 | 10.9687 | 63.8819 | 0.2 | 42.1892 | 42.1892 | 286.5453 | 42.1892 | 161.9939 | 42.1892 | 42.1892 | 42.1892 | 46.9927 | 46.9927 | 257.0753 | 46.9927 | 169.0042 | 46.9927 | 46.9927 | 46.9927 | 94.9307 | 42.1852
|  | 1402 | 2 | 658 | 10 | 59 | 28 | 3 | 9 | 7.33 | 1.94 | 113 | 100172 | 5.407 | 19.3325 | 51.1606 | 0.2 | 70.0241 | 70.0241 | 624.5742 | 70.0241 | 516.522 | 70.0241 | 70.0241 | 70.0241 | 59.9944 | 59.9944 | 628.7408 | 59.9944 | 552.3363 | 59.9944 | 59.9944 | 59.9944 | 295.1931 | 45.4143
|  | 1403 | 2 | 659 | 11 | 59 | 28 | 3 | 9 | 9.1 | 1.82 | 107 | 100081 | 5.75 | 26.2283 | 36.884 | 0.2 | 97.0236 | 97.0236 | 523.6771 | 97.0236 | 665.6041 | 97.0236 | 97.0236 | 97.0236 | 85.3599 | 85.3599 | 634.693 | 85.3599 | 735.0506 | 85.3599 | 85.3599 | 85.3599 | 418.3891 | 68.1683
|  | 1404 | 2 | 660 | 12 | 59 | 28 | 3 | 9 | 10.87 | 1.69 | 101 | 99989 | 6.082 | 31.0249 | 20.8584 | 0.2 | 104.5238 | 104.5238 | 379.9475 | 104.5238 | 827.3619 | 104.5238 | 104.5238 | 104.5238 | 82.0662 | 82.0662 | 605.7968 | 82.0662 | 922.1665 | 82.0662 | 216.2888 | 82.0662 | 525.0535 | 59.8104
|  | 1405 | 2 | 661 | 13 | 59 | 28 | 3 | 9 | 12.64 | 1.56 | 95 | 99897 | 6.393 | 33.1224 | 3.4947 | 0.2 | 108.3161 | 108.3161 | 156.2607 | 108.3161 | 893.3851 | 108.3161 | 108.3161 | 108.3161 | 81.9514 | 81.9514 | 478.7205 | 81.9514 | 999.9462 | 81.9514 | 410.9168 | 81.9514 | 571.2133 | 58.0415
|  | 1406 | 2 | 662 | 14 | 59 | 28 | 3 | 9 | 12.95 | 1.27 | 87 | 99835 | 6.492 | 32.201 | -14.1248 | 0.2 | 114.5744 | 114.5744 | 114.5744 | 114.5744 | 838.6383 | 114.5744 | 296.7802 | 114.5744 | 96.0448 | 96.0448 | 299.6887 | 96.0448 | 940.5181 | 96.0448 | 557.3666 | 96.0448 | 545.4448 | 75.2431
|  | 1407 | 2 | 663 | 15 | 59 | 28 | 3 | 9 | 13.27 | 0.98 | 78 | 99773 | 6.595 | 28.4062 | -30.7685 | 0.2 | 101.6054 | 101.6054 | 101.6054 | 101.6054 | 786.5074 | 101.6054 | 509.3791 | 101.6054 | 82.0803 | 82.0803 | 98.5765 | 82.0803 | 871.215 | 82.0803 | 675.2557 | 82.0803 | 492.3603 | 61.2573
|  | 1408 | 2 | 664 | 16 | 59 | 28 | 3 | 9 | 13.59 | 0.69 | 70 | 99710 | 6.7 | 22.26 | -45.7384 | 0.2 | 81.8111 | 81.8111 | 81.8111 | 81.8111 | 663.7229 | 81.8111 | 678.919 | 81.8111 | 65.5763 | 65.5763 | 65.5763 | 65.5763 | 718.3651 | 65.5763 | 729.1103 | 65.5763 | 388.9466 | 47.6757
|  | 1409 | 2 | 665 | 17 | 59 | 28 | 3 | 9 | 11.69 | 0.97 | 69 | 99684 | 6.531 | 14.4045 | -59.0244 | 0.2 | 63.6125 | 63.6125 | 63.6125 | 63.6125 | 448.8521 | 63.6125 | 705.3776 | 63.6125 | 59.7023 | 59.7023 | 59.7023 | 59.7023 | 468.0482 | 59.7023 | 649.4392 | 59.7023 | 241.7161 | 49.4675
|  | 1410 | 2 | 666 | 18 | 59 | 28 | 3 | 9 | 6.51 | 0.78 | 68 | 99658 | 5.733 | 5.4198 | -71.0343 | 0.2 | 29.607 | 29.607 | 29.607 | 29.607 | 234.3396 | 29.607 | 625.3506 | 29.607 | 31.6064 | 31.6064 | 31.6064 | 31.6064 | 218.6353 | 31.6064 | 495.1218 | 31.6064 | 88.4345 | 28.6684
|  | 1411 | 2 | 667 | 19 | 59 | 28 | 3 | 9 | 6.14 | 1.05 | 68 | 99632 | 5.544 | 0 | -82.3354 | 0.2 | 0 | 0 | 0 | 0 | 0 | 0 | 0 | 0 | 0 | 0 | 0 | 0 | 0 | 0 | 0 | 0 | 0 | 0
|  | 1412 | 2 | 668 | 20 | 59 | 28 | 3 | 9 | 5.78 | 1.31 | 89 | 99615 | 5.364 | 0 | -93.5551 | 0.2 | 0 | 0 | 0 | 0 | 0 | 0 | 0 | 0 | 0 | 0 | 0 | 0 | 0 | 0 | 0 | 0 | 0 | 0
|  | 1413 | 2 | 669 | 21 | 59 | 28 | 3 | 9 | 5.42 | 1.57 | 110 | 99599 | 5.189 | 0 | -105.3955 | 0.2 | 0 | 0 | 0 | 0 | 0 | 0 | 0 | 0 | 0 | 0 | 0 | 0 | 0 | 0 | 0 | 0 | 0 | 0
|  | 1414 | 2 | 670 | 22 | 59 | 28 | 3 | 9 | 5.05 | 1.83 | 131 | 99582 | 5.016 | 0 | -118.6958 | 0.2 | 0 | 0 | 0 | 0 | 0 | 0 | 0 | 0 | 0 | 0 | 0 | 0 | 0 | 0 | 0 | 0 | 0 | 0
|  | 1415 | 2 | 671 | 23 | 59 | 28 | 3 | 9 | 4.69 | 2.1 | 141 | 99553 | 4.852 | 0 | -134.4438 | 0.2 | 0 | 0 | 0 | 0 | 0 | 0 | 0 | 0 | 0 | 0 | 0 | 0 | 0 | 0 | 0 | 0 | 0 | 0
|  | 1416 | 2 | 672 | 24 | 59 | 28 | 3 | 9 | 4.33 | 2.36 | 151 | 99523 | 4.693 | 0 | -153.4756 | 0.2 | 0 | 0 | 0 | 0 | 0 | 0 | 0 | 0 | 0 | 0 | 0 | 0 | 0 | 0 | 0 | 0 | 0 | 0
|  | 1417 | 3 | 1 | 1 | 60 | 1 | 4 | 9 | 3.96 | 2.62 | 161 | 99494 | 4.535 | 0 | -175.583 | 0.2 | 0 | 0 | 0 | 0 | 0 | 0 | 0 | 0 | 0 | 0 | 0 | 0 | 0 | 0 | 0 | 0 | 0 | 0
|  | 1418 | 3 | 2 | 2 | 60 | 1 | 4 | 9 | 3.6 | 2.89 | 47 | 100900 | 4.322 | 0 | 161.936 | 0.2 | 0 | 0 | 0 | 0 | 0 | 0 | 0 | 0 | 0 | 0 | 0 | 0 | 0 | 0 | 0 | 0 | 0 | 0
|  | 1419 | 3 | 3 | 3 | 60 | 1 | 4 | 9 | 3.24 | 3.15 | 47 | 100919 | 4.176 | 0 | 141.6925 | 0.2 | 0 | 0 | 0 | 0 | 0 | 0 | 0 | 0 | 0 | 0 | 0 | 0 | 0 | 0 | 0 | 0 | 0 | 0
|  | 1420 | 3 | 4 | 4 | 60 | 1 | 4 | 9 | 2.87 | 3.41 | 47 | 100939 | 4.032 | 0 | 124.7679 | 0.2 | 0 | 0 | 0 | 0 | 0 | 0 | 0 | 0 | 0 | 0 | 0 | 0 | 0 | 0 | 0 | 0 | 0 | 0
|  | 1421 | 3 | 5 | 5 | 60 | 1 | 4 | 9 | 2.51 | 3.67 | 48 | 100962 | 3.895 | 0 | 110.6407 | 0.2 | 0 | 0 | 0 | 0 | 0 | 0 | 0 | 0 | 0 | 0 | 0 | 0 | 0 | 0 | 0 | 0 | 0 | 0
|  | 1422 | 3 | 6 | 6 | 60 | 1 | 4 | 9 | 2.15 | 3.94 | 49 | 100985 | 3.762 | 0 | 98.3345 | 0.2 | 0 | 0 | 0 | 0 | 0 | 0 | 0 | 0 | 0 | 0 | 0 | 0 | 0 | 0 | 0 | 0 | 0 | 0
|  | 1423 | 3 | 7 | 7 | 60 | 1 | 4 | 9 | 1.78 | 4.2 | 50 | 101008 | 3.63 | 0 | 86.9536 | 0.2 | 0 | 0 | 0 | 0 | 0 | 0 | 0 | 0 | 0 | 0 | 0 | 0 | 0 | 0 | 0 | 0 | 0 | 0
|  | 1424 | 3 | 8 | 8 | 60 | 1 | 4 | 9 | 1.42 | 4.46 | 52 | 101047 | 3.505 | 1.9913 | 75.7522 | 0.2 | 0 | 0 | 0 | 0 | 0 | 0 | 0 | 0 | 0 | 0 | 0 | 0 | 0 | 0 | 0 | 0 | 0 | 0
|  | 1425 | 3 | 9 | 9 | 60 | 1 | 4 | 9 | 1.06 | 4.72 | 54 | 101087 | 3.383 | 11.2983 | 64.0777 | 0.2 | 42.8118 | 42.8118 | 431.1517 | 42.8118 | 231.5665 | 42.8118 | 42.8118 | 42.8118 | 43.3298 | 43.3298 | 378.9261 | 43.3298 | 237.798 | 43.3298 | 43.3298 | 43.3298 | 122.5302 | 36.2652
|  | 1426 | 3 | 10 | 10 | 60 | 1 | 4 | 9 | 4.81 | 4.95 | 55 | 101126 | 3.971 | 19.679 | 51.33 | 0.2 | 76.2591 | 76.2591 | 576.8001 | 76.2591 | 476.838 | 76.2591 | 76.2591 | 76.2591 | 71.247 | 71.247 | 587.3086 | 71.247 | 516.6247 | 71.247 | 71.247 | 71.247 | 287.767 | 58.4867
|  | 1427 | 3 | 11 | 11 | 60 | 1 | 4 | 9 | 6.19 | 5.52 | 54 | 101100 | 4.1 | 26.593 | 37.0087 | 0.2 | 96.9876 | 96.9876 | 532.4001 | 96.9876 | 674.618 | 96.9876 | 96.9876 | 96.9876 | 83.762 | 83.762 | 647.7015 | 83.762 | 748.2648 | 83.762 | 83.762 | 83.762 | 427.9323 | 65.8139
|  | 1428 | 3 | 12 | 12 | 60 | 1 | 4 | 9 | 7.58 | 6.09 | 53 | 101073 | 4.211 | 31.4034 | 20.9137 | 0.2 | 107.4036 | 107.4036 | 379.0177 | 107.4036 | 818.1795 | 107.4036 | 107.4036 | 107.4036 | 86.182 | 86.182 | 606.7077 | 86.182 | 917.242 | 86.182 | 222.5873 | 86.182 | 528.8 | 64.2796
|  | 1429 | 3 | 13 | 13 | 60 | 1 | 4 | 9 | 8.96 | 6.66 | 52 | 101047 | 4.297 | 33.5028 | 3.4603 | 0.2 | 111.3507 | 111.3507 | 158.1948 | 111.3507 | 886.0578 | 111.3507 | 111.3507 | 111.3507 | 86.0774 | 86.0774 | 482.4828 | 86.0774 | 997.1596 | 86.0774 | 416.2352 | 86.0774 | 576.1705 | 62.4127
|  | 1430 | 3 | 14 | 14 | 60 | 1 | 4 | 9 | 9.47 | 6.89 | 52 | 101008 | 4.358 | 32.5676 | -14.2499 | 0.2 | 87.4855 | 87.4855 | 87.4855 | 87.4855 | 296.0327 | 87.4855 | 140.4494 | 87.4855 | 105.0124 | 105.0124 | 164.7417 | 105.0124 | 349.658 | 105.0124 | 239.6439 | 105.0124 | 243.9445 | 106.5105
|  | 1431 | 3 | 15 | 15 | 60 | 1 | 4 | 9 | 9.97 | 7.11 | 53 | 100969 | 4.415 | 28.747 | -30.9637 | 0.2 | 104.9548 | 104.9548 | 104.9548 | 104.9548 | 778.9234 | 104.9548 | 509.3345 | 104.9548 | 86.8796 | 86.8796 | 105.8072 | 86.8796 | 868.3145 | 86.8796 | 677.6864 | 86.8796 | 497.7096 | 66.5623
|  | 1432 | 3 | 16 | 16 | 60 | 1 | 4 | 9 | 10.48 | 7.34 | 54 | 100929 | 4.473 | 22.5713 | -45.9769 | 0.2 | 92.252 | 92.252 | 92.252 | 92.252 | 618.417 | 92.252 | 636.6716 | 92.252 | 83.9369 | 83.9369 | 83.9369 | 83.9369 | 678.5304 | 83.9369 | 691.4383 | 83.9369 | 383.933 | 69.2159
|  | 1433 | 3 | 17 | 17 | 60 | 1 | 4 | 9 | 9.05 | 6.39 | 54 | 100969 | 4.24 | 14.6895 | -59.2863 | 0.2 | 67.6899 | 67.6899 | 67.6899 | 67.6899 | 424.4067 | 67.6899 | 668.1426 | 67.6899 | 67.5992 | 67.5992 | 67.5992 | 67.5992 | 449.3008 | 67.5992 | 621.6481 | 67.5992 | 242.6641 | 59.5733
|  | 1434 | 3 | 18 | 18 | 60 | 1 | 4 | 9 | 7.63 | 5.43 | 55 | 101008 | 4.011 | 5.6853 | -71.3094 | 0.2 | 32.5228 | 32.5228 | 32.5228 | 32.5228 | 190.7746 | 32.5228 | 500.3092 | 32.5228 | 40.1089 | 40.1089 | 40.1089 | 40.1089 | 186.7734 | 40.1089 | 405.6474 | 40.1089 | 90.9187 | 41.7556
|  | 1435 | 3 | 19 | 19 | 60 | 1 | 4 | 9 | 6.21 | 4.48 | 55 | 101047 | 3.784 | 0 | -82.6202 | 0.2 | 0 | 0 | 0 | 0 | 0 | 0 | 0 | 0 | 0 | 0 | 0 | 0 | 0 | 0 | 0 | 0 | 0 | 0
|  | 1436 | 3 | 20 | 20 | 60 | 1 | 4 | 9 | 5.27 | 4.19 | 56 | 101077 | 3.547 | 0 | -93.8494 | 0.2 | 0 | 0 | 0 | 0 | 0 | 0 | 0 | 0 | 0 | 0 | 0 | 0 | 0 | 0 | 0 | 0 | 0 | 0
|  | 1437 | 3 | 21 | 21 | 60 | 1 | 4 | 9 | 4.33 | 3.89 | 56 | 101106 | 3.325 | 0 | -105.6989 | 0.2 | 0 | 0 | 0 | 0 | 0 | 0 | 0 | 0 | 0 | 0 | 0 | 0 | 0 | 0 | 0 | 0 | 0 | 0
|  | 1438 | 3 | 22 | 22 | 60 | 1 | 4 | 9 | 3.39 | 3.6 | 57 | 101136 | 3.114 | 0 | -119.0027 | 0.2 | 0 | 0 | 0 | 0 | 0 | 0 | 0 | 0 | 0 | 0 | 0 | 0 | 0 | 0 | 0 | 0 | 0 | 0
|  | 1439 | 3 | 23 | 23 | 60 | 1 | 4 | 9 | 3 | 3.97 | 58 | 101129 | 3.021 | 0 | -134.7336 | 0.2 | 0 | 0 | 0 | 0 | 0 | 0 | 0 | 0 | 0 | 0 | 0 | 0 | 0 | 0 | 0 | 0 | 0 | 0
|  | 1440 | 3 | 24 | 24 | 60 | 1 | 4 | 9 | 2.61 | 4.34 | 59 | 101123 | 2.93 | 0 | -153.7014 | 0.2 | 0 | 0 | 0 | 0 | 0 | 0 | 0 | 0 | 0 | 0 | 0 | 0 | 0 | 0 | 0 | 0 | 0 | 0
|  | 1441 | 3 | 25 | 1 | 61 | 2 | 5 | 9 | 2.23 | 4.7 | 60 | 101116 | 2.844 | 0 | -175.6833 | 0.2 | 0 | 0 | 0 | 0 | 0 | 0 | 0 | 0 | 0 | 0 | 0 | 0 | 0 | 0 | 0 | 0 | 0 | 0
|  | 1442 | 3 | 26 | 2 | 61 | 2 | 5 | 9 | 1.68 | 4.32 | 63 | 101080 | 2.623 | 0 | 161.9854 | 0.2 | 0 | 0 | 0 | 0 | 0 | 0 | 0 | 0 | 0 | 0 | 0 | 0 | 0 | 0 | 0 | 0 | 0 | 0
|  | 1443 | 3 | 27 | 3 | 61 | 2 | 5 | 9 | 1.13 | 3.94 | 66 | 101044 | 2.416 | 0 | 141.8499 | 0.2 | 0 | 0 | 0 | 0 | 0 | 0 | 0 | 0 | 0 | 0 | 0 | 0 | 0 | 0 | 0 | 0 | 0 | 0
|  | 1444 | 3 | 28 | 4 | 61 | 2 | 5 | 9 | 0.58 | 3.56 | 69 | 101008 | 2.219 | 0 | 124.9772 | 0.2 | 0 | 0 | 0 | 0 | 0 | 0 | 0 | 0 | 0 | 0 | 0 | 0 | 0 | 0 | 0 | 0 | 0 | 0
|  | 1445 | 3 | 29 | 5 | 61 | 2 | 5 | 9 | 0.52 | 3.9 | 70 | 101001 | 2.125 | 0 | 110.8669 | 0.2 | 0 | 0 | 0 | 0 | 0 | 0 | 0 | 0 | 0 | 0 | 0 | 0 | 0 | 0 | 0 | 0 | 0 | 0
|  | 1446 | 3 | 30 | 6 | 61 | 2 | 5 | 9 | 0.46 | 4.24 | 70 | 100995 | 2.031 | 0 | 98.5615 | 0.2 | 0 | 0 | 0 | 0 | 0 | 0 | 0 | 0 | 0 | 0 | 0 | 0 | 0 | 0 | 0 | 0 | 0 | 0
|  | 1447 | 3 | 31 | 7 | 61 | 2 | 5 | 9 | 0.39 | 4.58 | 70 | 100988 | 1.937 | 0 | 87.1747 | 0.2 | 0 | 0 | 0 | 0 | 0 | 0 | 0 | 0 | 0 | 0 | 0 | 0 | 0 | 0 | 0 | 0 | 0 | 0
|  | 1448 | 3 | 32 | 8 | 61 | 2 | 5 | 9 | 1.76 | 5.38 | 68 | 100988 | 2.105 | 2.3117 | 75.9633 | 0.2 | 0 | 0 | 0 | 0 | 0 | 0 | 0 | 0 | 0 | 0 | 0 | 0 | 0 | 0 | 0 | 0 | 0 | 0
|  | 1449 | 3 | 33 | 9 | 61 | 2 | 5 | 9 | 3.13 | 6.18 | 67 | 100988 | 2.285 | 11.6306 | 64.2732 | 0.2 | 43.863 | 43.863 | 459.4008 | 43.863 | 244.0877 | 43.863 | 43.863 | 43.863 | 43.6424 | 43.6424 | 404.6049 | 43.6424 | 252.3555 | 43.6424 | 43.6424 | 43.6424 | 131.0499 | 36.1096
|  | 1450 | 3 | 34 | 10 | 61 | 2 | 5 | 9 | 4.5 | 6.98 | 65 | 100988 | 2.477 | 20.0281 | 51.499 | 0.2 | 78.6683 | 78.6683 | 568.8118 | 78.6683 | 468.56 | 78.6683 | 78.6683 | 78.6683 | 74.9521 | 74.9521 | 582.9712 | 74.9521 | 512.0824 | 74.9521 | 74.9521 | 74.9521 | 291.0672 | 62.7633
|  | 1451 | 3 | 35 | 11 | 61 | 2 | 5 | 9 | 5.59 | 7.49 | 64 | 100946 | 2.492 | 26.9604 | 37.1325 | 0.2 | 100.7086 | 100.7086 | 519.3591 | 100.7086 | 653.6111 | 100.7086 | 100.7086 | 100.7086 | 90.5723 | 90.5723 | 636.043 | 90.5723 | 730.9735 | 90.5723 | 90.5723 | 90.5723 | 426.8436 | 74.0819
|  | 1452 | 3 | 36 | 12 | 61 | 2 | 5 | 9 | 6.69 | 8.01 | 64 | 100903 | 2.493 | 31.7843 | 20.9673 | 0.2 | 113.3422 | 113.3422 | 371.0842 | 113.3422 | 785.9304 | 113.3422 | 113.3422 | 113.3422 | 97.2412 | 97.2412 | 595.0885 | 97.2412 | 888.429 | 97.2412 | 230.5863 | 97.2412 | 523.9151 | 77.5947
|  | 1453 | 3 | 37 | 13 | 61 | 2 | 5 | 9 | 7.78 | 8.52 | 63 | 100860 | 2.475 | 33.8851 | 3.4227 | 0.2 | 122.7591 | 122.7591 | 165.4876 | 122.7591 | 837.1807 | 122.7591 | 122.7591 | 122.7591 | 103.7416 | 103.7416 | 473.8328 | 103.7416 | 948.7915 | 103.7416 | 413.4054 | 103.7416 | 561.0107 | 80.3514
|  | 1454 | 3 | 38 | 14 | 61 | 2 | 5 | 9 | 8.17 | 8.25 | 63 | 100805 | 2.48 | 32.9355 | -14.3792 | 0.2 | 96.8578 | 96.8578 | 96.8578 | 96.8578 | 406.7842 | 96.8578 | 176.3136 | 96.8578 | 102.2339 | 102.2339 | 192.6091 | 102.2339 | 467.9438 | 102.2339 | 304.9765 | 102.2339 | 299.5732 | 92.3077
|  | 1455 | 3 | 39 | 15 | 61 | 2 | 5 | 9 | 8.57 | 7.97 | 64 | 100749 | 2.486 | 29.0885 | -31.1634 | 0.2 | 118.3104 | 118.3104 | 118.3104 | 118.3104 | 720.3576 | 118.3104 | 482.3981 | 118.3104 | 109.7907 | 109.7907 | 129.1179 | 109.7907 | 812.2785 | 109.7907 | 644.0158 | 109.7907 | 483.762 | 92.3413
|  | 1456 | 3 | 40 | 16 | 61 | 2 | 5 | 9 | 8.96 | 7.7 | 64 | 100693 | 2.487 | 22.8828 | -46.2197 | 0.2 | 95.8971 | 95.8971 | 95.8971 | 95.8971 | 591.7001 | 95.8971 | 613.2711 | 95.8971 | 91.7157 | 91.7157 | 91.7157 | 91.7157 | 656.1616 | 91.7157 | 671.4147 | 91.7157 | 381.8936 | 79.4494
|  | 1457 | 3 | 41 | 17 | 61 | 2 | 5 | 9 | 7.6 | 6.73 | 62 | 100746 | 2.321 | 14.9744 | -59.5521 | 0.2 | 70.0943 | 70.0943 | 70.0943 | 70.0943 | 405.6452 | 70.0943 | 640.9326 | 70.0943 | 72.7777 | 72.7777 | 72.7777 | 72.7777 | 435.2819 | 72.7777 | 601.6552 | 72.7777 | 243.7254 | 66.6178
|  | 1458 | 3 | 42 | 18 | 61 | 2 | 5 | 9 | 6.24 | 5.77 | 61 | 100798 | 2.163 | 5.9507 | -71.5878 | 0.2 | 33.605 | 33.605 | 33.605 | 33.605 | 189.5174 | 33.605 | 501.9619 | 33.605 | 41.0659 | 41.0659 | 41.0659 | 41.0659 | 187.6954 | 41.0659 | 408.6271 | 41.0659 | 93.8337 | 42.3807
|  | 1459 | 3 | 43 | 19 | 61 | 2 | 5 | 9 | 4.89 | 4.8 | 59 | 100851 | 2.013 | 0 | -82.9078 | 0.2 | 0 | 0 | 0 | 0 | 0 | 0 | 0 | 0 | 0 | 0 | 0 | 0 | 0 | 0 | 0 | 0 | 0 | 0
|  | 1460 | 3 | 44 | 20 | 61 | 2 | 5 | 9 | 4.01 | 4.48 | 59 | 100883 | 2.004 | 0 | -94.1461 | 0.2 | 0 | 0 | 0 | 0 | 0 | 0 | 0 | 0 | 0 | 0 | 0 | 0 | 0 | 0 | 0 | 0 | 0 | 0
|  | 1461 | 3 | 45 | 21 | 61 | 2 | 5 | 9 | 3.14 | 4.17 | 60 | 100916 | 1.989 | 0 | -106.0045 | 0.2 | 0 | 0 | 0 | 0 | 0 | 0 | 0 | 0 | 0 | 0 | 0 | 0 | 0 | 0 | 0 | 0 | 0 | 0
|  | 1462 | 3 | 46 | 22 | 61 | 2 | 5 | 9 | 2.26 | 3.85 | 60 | 100949 | 1.966 | 0 | -119.3113 | 0.2 | 0 | 0 | 0 | 0 | 0 | 0 | 0 | 0 | 0 | 0 | 0 | 0 | 0 | 0 | 0 | 0 | 0 | 0
|  | 1463 | 3 | 47 | 23 | 61 | 2 | 5 | 9 | 1.87 | 3.78 | 60 | 100952 | 2.047 | 0 | -135.0248 | 0.2 | 0 | 0 | 0 | 0 | 0 | 0 | 0 | 0 | 0 | 0 | 0 | 0 | 0 | 0 | 0 | 0 | 0 | 0
|  | 1464 | 3 | 48 | 24 | 61 | 2 | 5 | 9 | 1.49 | 3.72 | 60 | 100955 | 2.124 | 0 | -153.9284 | 0.2 | 0 | 0 | 0 | 0 | 0 | 0 | 0 | 0 | 0 | 0 | 0 | 0 | 0 | 0 | 0 | 0 | 0 | 0
|  | 1465 | 3 | 49 | 1 | 62 | 3 | 6 | 9 | 1.11 | 3.66 | 60 | 100959 | 2.194 | 0 | -175.7859 | 0.2 | 0 | 0 | 0 | 0 | 0 | 0 | 0 | 0 | 0 | 0 | 0 | 0 | 0 | 0 | 0 | 0 | 0 | 0
|  | 1466 | 3 | 50 | 2 | 62 | 3 | 6 | 9 | 0.79 | 3.53 | 58 | 100939 | 2.192 | 0 | 162.0312 | 0.2 | 0 | 0 | 0 | 0 | 0 | 0 | 0 | 0 | 0 | 0 | 0 | 0 | 0 | 0 | 0 | 0 | 0 | 0
|  | 1467 | 3 | 51 | 3 | 62 | 3 | 6 | 9 | 0.47 | 3.41 | 55 | 100919 | 2.189 | 0 | 142.0035 | 0.2 | 0 | 0 | 0 | 0 | 0 | 0 | 0 | 0 | 0 | 0 | 0 | 0 | 0 | 0 | 0 | 0 | 0 | 0
|  | 1468 | 3 | 52 | 4 | 62 | 3 | 6 | 9 | 0.15 | 3.28 | 52 | 100900 | 2.185 | 0 | 125.1835 | 0.2 | 0 | 0 | 0 | 0 | 0 | 0 | 0 | 0 | 0 | 0 | 0 | 0 | 0 | 0 | 0 | 0 | 0 | 0
|  | 1469 | 3 | 53 | 5 | 62 | 3 | 6 | 9 | -0.14 | 3.23 | 55 | 100919 | 2.218 | 0 | 111.0909 | 0.2 | 0 | 0 | 0 | 0 | 0 | 0 | 0 | 0 | 0 | 0 | 0 | 0 | 0 | 0 | 0 | 0 | 0 | 0
|  | 1470 | 3 | 54 | 6 | 62 | 3 | 6 | 9 | -0.44 | 3.18 | 57 | 100939 | 2.246 | 0 | 98.7871 | 0.2 | 0 | 0 | 0 | 0 | 0 | 0 | 0 | 0 | 0 | 0 | 0 | 0 | 0 | 0 | 0 | 0 | 0 | 0
|  | 1471 | 3 | 55 | 7 | 62 | 3 | 6 | 9 | -0.74 | 3.13 | 59 | 100959 | 2.272 | 0 | 87.3949 | 0.2 | 0 | 0 | 0 | 0 | 0 | 0 | 0 | 0 | 0 | 0 | 0 | 0 | 0 | 0 | 0 | 0 | 0 | 0
|  | 1472 | 3 | 56 | 8 | 62 | 3 | 6 | 9 | 0.47 | 3.57 | 61 | 100982 | 2.461 | 2.635 | 76.1739 | 0.2 | 0 | 0 | 0 | 0 | 0 | 0 | 0 | 0 | 0 | 0 | 0 | 0 | 0 | 0 | 0 | 0 | 0 | 0
|  | 1473 | 3 | 57 | 9 | 62 | 3 | 6 | 9 | 1.69 | 4 | 63 | 101005 | 2.664 | 11.9657 | 64.4683 | 0.2 | 45.4986 | 45.4986 | 471.5111 | 45.4986 | 248.9859 | 45.4986 | 45.4986 | 45.4986 | 45.2309 | 45.2309 | 417.2176 | 45.2309 | 259.8686 | 45.2309 | 45.2309 | 45.2309 | 137.5699 | 37.5136
|  | 1474 | 3 | 58 | 10 | 62 | 3 | 6 | 9 | 2.9 | 4.44 | 65 | 101028 | 2.88 | 20.3799 | 51.6676 | 0.2 | 78.9235 | 78.9235 | 580.9623 | 78.9235 | 475.8708 | 78.9235 | 78.9235 | 78.9235 | 73.9496 | 73.9496 | 597.0669 | 73.9496 | 522.756 | 73.9496 | 73.9496 | 73.9496 | 298.7987 | 61.038
|  | 1475 | 3 | 59 | 11 | 62 | 3 | 6 | 9 | 4.12 | 4.5 | 61 | 101014 | 3.026 | 27.3302 | 37.2556 | 0.2 | 96.7443 | 96.7443 | 548.65 | 96.7443 | 690.9101 | 96.7443 | 96.7443 | 96.7443 | 80.4871 | 80.4871 | 672.8288 | 80.4871 | 773.4219 | 80.4871 | 80.4871 | 80.4871 | 446.978 | 61.186
|  | 1476 | 3 | 60 | 12 | 62 | 3 | 6 | 9 | 5.34 | 4.56 | 57 | 101001 | 3.173 | 32.1675 | 21.0191 | 0.2 | 115.5092 | 115.5092 | 373.6406 | 115.5092 | 787.2951 | 115.5092 | 115.5092 | 115.5092 | 96.9001 | 96.9001 | 599.4856 | 96.9001 | 891.9834 | 96.9001 | 234.4326 | 96.9001 | 526.7114 | 74.0797
|  | 1477 | 3 | 61 | 13 | 62 | 3 | 6 | 9 | 6.56 | 4.62 | 53 | 100988 | 3.319 | 34.2693 | 3.382 | 0.2 | 123.5632 | 123.5632 | 165.6831 | 123.5632 | 836.2998 | 123.5632 | 123.5632 | 123.5632 | 104.138 | 104.138 | 477.9178 | 104.138 | 952.1154 | 104.138 | 418.3512 | 104.138 | 566.9865 | 80.502
|  | 1478 | 3 | 62 | 14 | 62 | 3 | 6 | 9 | 6.75 | 4.78 | 55 | 100955 | 3.326 | 33.3046 | -14.5128 | 0.2 | 116.0046 | 116.0046 | 116.0046 | 116.0046 | 845.2589 | 116.0046 | 304.776 | 116.0046 | 95.0706 | 95.0706 | 311.5403 | 95.0706 | 960.6825 | 95.0706 | 578.5033 | 95.0706 | 568.0505 | 73.1447
|  | 1479 | 3 | 63 | 15 | 62 | 3 | 6 | 9 | 6.95 | 4.93 | 57 | 100923 | 3.335 | 29.4305 | -31.3678 | 0.2 | 124.8105 | 124.8105 | 124.8105 | 124.8105 | 685.1492 | 124.8105 | 466.4104 | 124.8105 | 122.8519 | 122.8519 | 143.1042 | 122.8519 | 780.8711 | 122.8519 | 626.1994 | 122.8519 | 479.1283 | 108.8875
|  | 1480 | 3 | 64 | 16 | 62 | 3 | 6 | 9 | 7.14 | 5.09 | 59 | 100890 | 3.341 | 23.1943 | -46.4668 | 0.2 | 109.8824 | 109.8824 | 109.8824 | 109.8824 | 532.5884 | 109.8824 | 554.8048 | 109.8824 | 117.1465 | 117.1465 | 117.1465 | 117.1465 | 601.9877 | 117.1465 | 617.6971 | 117.1465 | 372.7374 | 109.7743
|  | 1481 | 3 | 65 | 17 | 62 | 3 | 6 | 9 | 5.93 | 4.34 | 57 | 100919 | 3.262 | 15.2591 | -59.8216 | 0.2 | 69.7658 | 69.7658 | 69.7658 | 69.7658 | 424.2728 | 69.7658 | 679.3994 | 69.7658 | 69.2175 | 69.2175 | 69.2175 | 69.2175 | 455.9281 | 69.2175 | 636.3298 | 69.2175 | 253.1252 | 60.7409
|  | 1482 | 3 | 66 | 18 | 62 | 3 | 6 | 9 | 4.72 | 3.58 | 55 | 100949 | 3.172 | 6.2159 | -71.8695 | 0.2 | 34.8976 | 34.8976 | 34.8976 | 34.8976 | 199.4458 | 34.8976 | 537.4274 | 34.8976 | 41.5988 | 41.5988 | 41.5988 | 41.5988 | 198.6761 | 41.5988 | 437.6652 | 41.5988 | 99.6968 | 42.1042
|  | 1483 | 3 | 67 | 19 | 62 | 3 | 6 | 9 | 3.51 | 2.83 | 53 | 100978 | 3.073 | 0 | -83.1983 | 0.2 | 0 | 0 | 0 | 0 | 0 | 0 | 0 | 0 | 0 | 0 | 0 | 0 | 0 | 0 | 0 | 0 | 0 | 0
|  | 1484 | 3 | 68 | 20 | 62 | 3 | 6 | 9 | 2.7 | 2.89 | 55 | 101005 | 3.019 | 0 | -94.4453 | 0.2 | 0 | 0 | 0 | 0 | 0 | 0 | 0 | 0 | 0 | 0 | 0 | 0 | 0 | 0 | 0 | 0 | 0 | 0
|  | 1485 | 3 | 69 | 21 | 62 | 3 | 6 | 9 | 1.9 | 2.96 | 58 | 101031 | 2.963 | 0 | -106.312 | 0.2 | 0 | 0 | 0 | 0 | 0 | 0 | 0 | 0 | 0 | 0 | 0 | 0 | 0 | 0 | 0 | 0 | 0 | 0
|  | 1486 | 3 | 70 | 22 | 62 | 3 | 6 | 9 | 1.1 | 3.02 | 60 | 101057 | 2.902 | 0 | -119.6214 | 0.2 | 0 | 0 | 0 | 0 | 0 | 0 | 0 | 0 | 0 | 0 | 0 | 0 | 0 | 0 | 0 | 0 | 0 | 0
|  | 1487 | 3 | 71 | 23 | 62 | 3 | 6 | 9 | 0.85 | 2.88 | 64 | 101080 | 2.983 | 0 | -135.3171 | 0.2 | 0 | 0 | 0 | 0 | 0 | 0 | 0 | 0 | 0 | 0 | 0 | 0 | 0 | 0 | 0 | 0 | 0 | 0
|  | 1488 | 3 | 72 | 24 | 62 | 3 | 6 | 9 | 0.61 | 2.74 | 68 | 101103 | 3.063 | 0 | -154.1566 | 0.2 | 0 | 0 | 0 | 0 | 0 | 0 | 0 | 0 | 0 | 0 | 0 | 0 | 0 | 0 | 0 | 0 | 0 | 0
|  | 1489 | 3 | 73 | 1 | 63 | 4 | 7 | 9 | 0.37 | 2.61 | 72 | 101126 | 3.139 | 0 | -175.8905 | 0.2 | 0 | 0 | 0 | 0 | 0 | 0 | 0 | 0 | 0 | 0 | 0 | 0 | 0 | 0 | 0 | 0 | 0 | 0
|  | 1490 | 3 | 74 | 2 | 63 | 4 | 7 | 9 | -0.19 | 2.38 | 76 | 101149 | 3.07 | 0 | 162.0736 | 0.2 | 0 | 0 | 0 | 0 | 0 | 0 | 0 | 0 | 0 | 0 | 0 | 0 | 0 | 0 | 0 | 0 | 0 | 0
|  | 1491 | 3 | 75 | 3 | 63 | 4 | 7 | 9 | -0.75 | 2.15 | 80 | 101172 | 3.001 | 0 | 142.1534 | 0.2 | 0 | 0 | 0 | 0 | 0 | 0 | 0 | 0 | 0 | 0 | 0 | 0 | 0 | 0 | 0 | 0 | 0 | 0
|  | 1492 | 3 | 76 | 4 | 63 | 4 | 7 | 9 | -1.31 | 1.92 | 84 | 101195 | 2.932 | 0 | 125.3868 | 0.2 | 0 | 0 | 0 | 0 | 0 | 0 | 0 | 0 | 0 | 0 | 0 | 0 | 0 | 0 | 0 | 0 | 0 | 0
|  | 1493 | 3 | 77 | 5 | 63 | 4 | 7 | 9 | -1.47 | 2.1 | 85 | 101201 | 2.932 | 0 | 111.3129 | 0.2 | 0 | 0 | 0 | 0 | 0 | 0 | 0 | 0 | 0 | 0 | 0 | 0 | 0 | 0 | 0 | 0 | 0 | 0
|  | 1494 | 3 | 78 | 6 | 63 | 4 | 7 | 9 | -1.64 | 2.28 | 86 | 101208 | 2.928 | 0 | 99.0113 | 0.2 | 0 | 0 | 0 | 0 | 0 | 0 | 0 | 0 | 0 | 0 | 0 | 0 | 0 | 0 | 0 | 0 | 0 | 0
|  | 1495 | 3 | 79 | 7 | 63 | 4 | 7 | 9 | -1.81 | 2.46 | 87 | 101214 | 2.925 | 0 | 87.6142 | 0.2 | 0 | 0 | 0 | 0 | 0 | 0 | 0 | 0 | 0 | 0 | 0 | 0 | 0 | 0 | 0 | 0 | 0 | 0
|  | 1496 | 3 | 80 | 8 | 63 | 4 | 7 | 9 | 0.06 | 2.62 | 81 | 101241 | 3.207 | 2.961 | 76.384 | 0.2 | 0 | 0 | 0 | 0 | 0 | 0 | 0 | 0 | 0 | 0 | 0 | 0 | 0 | 0 | 0 | 0 | 0 | 0
|  | 1497 | 3 | 81 | 9 | 63 | 4 | 7 | 9 | 1.93 | 2.78 | 75 | 101267 | 3.501 | 12.3034 | 64.663 | 0.2 | 47.4291 | 47.4291 | 458.2686 | 47.4291 | 241.9566 | 47.4291 | 47.4291 | 47.4291 | 47.9925 | 47.9925 | 408.6023 | 47.9925 | 255.6466 | 47.9925 | 47.9925 | 47.9925 | 139.616 | 40.4762
|  | 1498 | 3 | 82 | 10 | 63 | 4 | 7 | 9 | 3.8 | 2.94 | 69 | 101293 | 3.806 | 20.7341 | 51.8358 | 0.2 | 80.7934 | 80.7934 | 578.6503 | 80.7934 | 472.0641 | 80.7934 | 80.7934 | 80.7934 | 76.4563 | 76.4563 | 597.9881 | 76.4563 | 522.6202 | 76.4563 | 76.4563 | 76.4563 | 303.4964 | 63.7959
|  | 1499 | 3 | 83 | 11 | 63 | 4 | 7 | 9 | 5.49 | 2.93 | 61 | 101247 | 4.075 | 27.7024 | 37.3779 | 0.2 | 104.1801 | 104.1801 | 525.3554 | 104.1801 | 655.4956 | 104.1801 | 104.1801 | 104.1801 | 92.2505 | 92.2505 | 647.6526 | 92.2505 | 739.6757 | 92.2505 | 92.2505 | 92.2505 | 437.7111 | 73.4291
|  | 1500 | 3 | 84 | 12 | 63 | 4 | 7 | 9 | 7.18 | 2.92 | 53 | 101201 | 4.344 | 32.5528 | 21.0692 | 0.2 | 116.4514 | 116.4514 | 375.2081 | 116.4514 | 788.1107 | 116.4514 | 116.4514 | 116.4514 | 97.3668 | 97.3668 | 605.2394 | 97.3668 | 897.2056 | 97.3668 | 239.3021 | 97.3668 | 533.7471 | 74.2636
|  | 1501 | 3 | 85 | 13 | 63 | 4 | 7 | 9 | 8.87 | 2.91 | 45 | 101155 | 4.609 | 34.6553 | 3.3383 | 0.2 | 120.4247 | 120.4247 | 163.2621 | 120.4247 | 854.8265 | 120.4247 | 120.4247 | 120.4247 | 96.8602 | 96.8602 | 486.743 | 96.8602 | 975.7529 | 96.8602 | 426.1618 | 96.8602 | 580.0033 | 71.4632
|  | 1502 | 3 | 86 | 14 | 63 | 4 | 7 | 9 | 9.29 | 3.36 | 46 | 101096 | 4.632 | 33.6749 | -14.6505 | 0.2 | 126.9654 | 126.9654 | 126.9654 | 126.9654 | 803.0022 | 126.9654 | 303.6963 | 126.9654 | 112.0449 | 112.0449 | 316.2844 | 112.0449 | 919.2823 | 112.0449 | 566.2197 | 112.0449 | 556.1782 | 90.609
|  | 1503 | 3 | 87 | 15 | 63 | 4 | 7 | 9 | 9.72 | 3.8 | 48 | 101037 | 4.654 | 29.773 | -31.5767 | 0.2 | 114.7463 | 114.7463 | 114.7463 | 114.7463 | 745.9524 | 114.7463 | 502.7127 | 114.7463 | 100.0309 | 100.0309 | 125.4089 | 100.0309 | 846.0727 | 100.0309 | 674.0763 | 100.0309 | 503.3404 | 79.4842
|  | 1504 | 3 | 88 | 16 | 63 | 4 | 7 | 9 | 10.14 | 4.25 | 50 | 100978 | 4.67 | 23.5058 | -46.7181 | 0.2 | 97.2194 | 97.2194 | 97.2194 | 97.2194 | 596.7211 | 97.2194 | 627.6142 | 97.2194 | 91.475 | 91.475 | 91.475 | 91.475 | 668.7449 | 91.475 | 690.5896 | 91.475 | 395.071 | 78.1899
|  | 1505 | 3 | 89 | 17 | 63 | 4 | 7 | 9 | 8.41 | 3.84 | 48 | 100982 | 4.636 | 15.5435 | -60.0949 | 0.2 | 71.5189 | 71.5189 | 71.5189 | 71.5189 | 414.8126 | 71.5189 | 668.4016 | 71.5189 | 72.2261 | 72.2261 | 72.2261 | 72.2261 | 450.3959 | 72.2261 | 629.7104 | 72.2261 | 256.0395 | 64.5203
|  | 1506 | 3 | 90 | 18 | 63 | 4 | 7 | 9 | 6.69 | 3.44 | 47 | 100985 | 4.547 | 6.4807 | -72.1543 | 0.2 | 36.0812 | 36.0812 | 36.0812 | 36.0812 | 192.9123 | 36.0812 | 523.2187 | 36.0812 | 43.5294 | 43.5294 | 43.5294 | 43.5294 | 195.5322 | 43.5294 | 429.0942 | 43.5294 | 102.6713 | 44.5379
|  | 1507 | 3 | 91 | 19 | 63 | 4 | 7 | 9 | 4.97 | 3.03 | 45 | 100988 | 4.414 | 0 | -83.4915 | 0.2 | 0 | 0 | 0 | 0 | 0 | 0 | 0 | 0 | 0 | 0 | 0 | 0 | 0 | 0 | 0 | 0 | 0 | 0
|  | 1508 | 3 | 92 | 20 | 63 | 4 | 7 | 9 | 3.86 | 2.89 | 52 | 101008 | 4.253 | 0 | -94.7468 | 0.2 | 0 | 0 | 0 | 0 | 0 | 0 | 0 | 0 | 0 | 0 | 0 | 0 | 0 | 0 | 0 | 0 | 0 | 0
|  | 1509 | 3 | 93 | 21 | 63 | 4 | 7 | 9 | 2.76 | 2.74 | 59 | 101028 | 4.092 | 0 | -106.6215 | 0.2 | 0 | 0 | 0 | 0 | 0 | 0 | 0 | 0 | 0 | 0 | 0 | 0 | 0 | 0 | 0 | 0 | 0 | 0
|  | 1510 | 3 | 94 | 22 | 63 | 4 | 7 | 9 | 1.66 | 2.59 | 67 | 101047 | 3.927 | 0 | -119.933 | 0.2 | 0 | 0 | 0 | 0 | 0 | 0 | 0 | 0 | 0 | 0 | 0 | 0 | 0 | 0 | 0 | 0 | 0 | 0
|  | 1511 | 3 | 95 | 23 | 63 | 4 | 7 | 9 | 1.28 | 2.45 | 70 | 101028 | 3.878 | 0 | -135.6103 | 0.2 | 0 | 0 | 0 | 0 | 0 | 0 | 0 | 0 | 0 | 0 | 0 | 0 | 0 | 0 | 0 | 0 | 0 | 0
|  | 1512 | 3 | 96 | 24 | 63 | 4 | 7 | 9 | 0.91 | 2.3 | 74 | 101008 | 3.831 | 0 | -154.3858 | 0.2 | 0 | 0 | 0 | 0 | 0 | 0 | 0 | 0 | 0 | 0 | 0 | 0 | 0 | 0 | 0 | 0 | 0 | 0
|  | 1513 | 3 | 97 | 1 | 64 | 5 | 1 | 10 | 0.54 | 2.15 | 77 | 100988 | 3.783 | 0 | -175.997 | 0.2 | 0 | 0 | 0 | 0 | 0 | 0 | 0 | 0 | 0 | 0 | 0 | 0 | 0 | 0 | 0 | 0 | 0 | 0
|  | 1514 | 3 | 98 | 2 | 64 | 5 | 1 | 10 | 0.03 | 1.6 | 83 | 100932 | 3.592 | 0 | 162.1126 | 0.2 | 0 | 0 | 0 | 0 | 0 | 0 | 0 | 0 | 0 | 0 | 0 | 0 | 0 | 0 | 0 | 0 | 0 | 0
|  | 1515 | 3 | 99 | 3 | 64 | 5 | 1 | 10 | -0.48 | 1.06 | 89 | 100877 | 3.408 | 0 | 142.2997 | 0.2 | 0 | 0 | 0 | 0 | 0 | 0 | 0 | 0 | 0 | 0 | 0 | 0 | 0 | 0 | 0 | 0 | 0 | 0
|  | 1516 | 3 | 100 | 4 | 64 | 5 | 1 | 10 | -0.99 | 0.51 | 95 | 100821 | 3.234 | 0 | 125.5871 | 0.2 | 0 | 0 | 0 | 0 | 0 | 0 | 0 | 0 | 0 | 0 | 0 | 0 | 0 | 0 | 0 | 0 | 0 | 0
|  | 1517 | 3 | 101 | 5 | 64 | 5 | 1 | 10 | -1.15 | 0.56 | 93 | 100805 | 3.217 | 0 | 111.5327 | 0.2 | 0 | 0 | 0 | 0 | 0 | 0 | 0 | 0 | 0 | 0 | 0 | 0 | 0 | 0 | 0 | 0 | 0 | 0
|  | 1518 | 3 | 102 | 6 | 64 | 5 | 1 | 10 | -1.31 | 0.61 | 92 | 100788 | 3.199 | 0 | 99.234 | 0.2 | 0 | 0 | 0 | 0 | 0 | 0 | 0 | 0 | 0 | 0 | 0 | 0 | 0 | 0 | 0 | 0 | 0 | 0
|  | 1519 | 3 | 103 | 7 | 64 | 5 | 1 | 10 | -1.48 | 0.66 | 90 | 100772 | 3.18 | 0 | 87.8326 | 0.2 | 0 | 0 | 0 | 0 | 0 | 0 | 0 | 0 | 0 | 0 | 0 | 0 | 0 | 0 | 0 | 0 | 0 | 0
|  | 1520 | 3 | 104 | 8 | 64 | 5 | 1 | 10 | 0.78 | 1.17 | 72 | 100792 | 3.544 | 3.2896 | 76.5934 | 0.2 | 0 | 0 | 0 | 0 | 0 | 0 | 0 | 0 | 0 | 0 | 0 | 0 | 0 | 0 | 0 | 0 | 0 | 0
|  | 1521 | 3 | 105 | 9 | 64 | 5 | 1 | 10 | 3.04 | 1.68 | 54 | 100811 | 3.926 | 12.6436 | 64.8574 | 0.2 | 48.7718 | 48.7718 | 459.1222 | 48.7718 | 241.366 | 48.7718 | 48.7718 | 48.7718 | 49.4743 | 49.4743 | 411.5389 | 49.4743 | 257.5621 | 49.4743 | 49.4743 | 49.4743 | 143.5535 | 41.8672
|  | 1522 | 3 | 106 | 10 | 64 | 5 | 1 | 10 | 5.3 | 2.19 | 36 | 100831 | 4.32 | 21.0907 | 52.0037 | 0.2 | 82.6136 | 82.6136 | 576.3734 | 82.6136 | 468.3295 | 82.6136 | 82.6136 | 82.6136 | 78.9249 | 78.9249 | 598.9392 | 78.9249 | 522.5406 | 78.9249 | 78.9249 | 78.9249 | 308.2 | 66.5486
|  | 1523 | 3 | 107 | 11 | 64 | 5 | 1 | 10 | 6.68 | 2.6 | 32 | 100775 | 4.426 | 28.0768 | 37.4994 | 0.2 | 105.0812 | 105.0812 | 527.4656 | 105.0812 | 655.5551 | 105.0812 | 105.0812 | 105.0812 | 92.7488 | 92.7488 | 653.135 | 92.7488 | 743.708 | 92.7488 | 92.7488 | 92.7488 | 443.7753 | 73.6539
|  | 1524 | 3 | 108 | 12 | 64 | 5 | 1 | 10 | 8.07 | 3.01 | 29 | 100719 | 4.509 | 32.9402 | 21.1175 | 0.2 | 115.444 | 115.444 | 378.311 | 115.444 | 796.0592 | 115.444 | 115.444 | 115.444 | 94.2677 | 94.2677 | 614.4173 | 94.2677 | 909.8099 | 94.2677 | 242.6672 | 94.2677 | 542.9915 | 70.2558
|  | 1525 | 3 | 109 | 13 | 64 | 5 | 1 | 10 | 9.45 | 3.42 | 25 | 100664 | 4.556 | 35.043 | 3.2914 | 0.2 | 119.5073 | 119.5073 | 162.2702 | 119.5073 | 863.0875 | 119.5073 | 119.5073 | 119.5073 | 93.888 | 93.888 | 493.4855 | 93.888 | 989.0382 | 93.888 | 433.0097 | 93.888 | 589.9975 | 67.6442
|  | 1526 | 3 | 110 | 14 | 64 | 5 | 1 | 10 | 9.61 | 3.75 | 27 | 100621 | 4.432 | 34.0461 | -14.7924 | 0.2 | 120.7009 | 120.7009 | 120.7009 | 120.7009 | 839.0144 | 120.7009 | 310.3859 | 120.7009 | 98.1874 | 98.1874 | 319.0188 | 98.1874 | 961.0707 | 98.1874 | 587.2739 | 98.1874 | 575.3274 | 73.3396
|  | 1527 | 3 | 111 | 15 | 64 | 5 | 1 | 10 | 9.78 | 4.08 | 30 | 100579 | 4.308 | 30.1158 | -31.7901 | 0.2 | 112.753 | 112.753 | 112.753 | 112.753 | 745.1956 | 112.753 | 504.732 | 112.753 | 98.6454 | 98.6454 | 126.6573 | 98.6454 | 851.0327 | 98.6454 | 680.9993 | 98.6454 | 511.8292 | 80.2354
|  | 1528 | 3 | 112 | 16 | 64 | 5 | 1 | 10 | 9.94 | 4.41 | 33 | 100536 | 4.178 | 23.8172 | -46.9737 | 0.2 | 98.1612 | 98.1612 | 98.1612 | 98.1612 | 596.2316 | 98.1612 | 631.7842 | 98.1612 | 92.1482 | 92.1482 | 92.1482 | 92.1482 | 672.1728 | 92.1482 | 697.3123 | 92.1482 | 400.895 | 78.6867
|  | 1529 | 3 | 113 | 17 | 64 | 5 | 1 | 10 | 8.26 | 4.11 | 33 | 100565 | 4.129 | 15.8276 | -60.3717 | 0.2 | 72.5033 | 72.5033 | 72.5033 | 72.5033 | 413.873 | 72.5033 | 672.7327 | 72.5033 | 73.0089 | 73.0089 | 73.0089 | 73.0089 | 452.8134 | 73.0089 | 635.8548 | 73.0089 | 260.8468 | 65.0918
|  | 1530 | 3 | 114 | 18 | 64 | 5 | 1 | 10 | 6.58 | 3.8 | 33 | 100595 | 4.036 | 6.7452 | -72.4422 | 0.2 | 37.2218 | 37.2218 | 37.2218 | 37.2218 | 198.0512 | 37.2218 | 545.5197 | 37.2218 | 44.007 | 44.007 | 44.007 | 44.007 | 202.3174 | 44.007 | 448.0148 | 44.007 | 107.3205 | 44.265
|  | 1531 | 3 | 115 | 19 | 64 | 5 | 1 | 10 | 4.9 | 3.49 | 33 | 100624 | 3.908 | 0 | -83.7872 | 0.2 | 0 | 0 | 0 | 0 | 0 | 0 | 0 | 0 | 0 | 0 | 0 | 0 | 0 | 0 | 0 | 0 | 0 | 0
|  | 1532 | 3 | 116 | 20 | 64 | 5 | 1 | 10 | 3.88 | 3.37 | 37 | 100687 | 3.801 | 0 | -95.0504 | 0.2 | 0 | 0 | 0 | 0 | 0 | 0 | 0 | 0 | 0 | 0 | 0 | 0 | 0 | 0 | 0 | 0 | 0 | 0
|  | 1533 | 3 | 117 | 21 | 64 | 5 | 1 | 10 | 2.87 | 3.24 | 41 | 100749 | 3.69 | 0 | -106.9327 | 0.2 | 0 | 0 | 0 | 0 | 0 | 0 | 0 | 0 | 0 | 0 | 0 | 0 | 0 | 0 | 0 | 0 | 0 | 0
|  | 1534 | 3 | 118 | 22 | 64 | 5 | 1 | 10 | 1.86 | 3.12 | 45 | 100811 | 3.574 | 0 | -120.2459 | 0.2 | 0 | 0 | 0 | 0 | 0 | 0 | 0 | 0 | 0 | 0 | 0 | 0 | 0 | 0 | 0 | 0 | 0 | 0
|  | 1535 | 3 | 119 | 23 | 64 | 5 | 1 | 10 | 1.48 | 3.33 | 47 | 100837 | 3.59 | 0 | -135.9044 | 0.2 | 0 | 0 | 0 | 0 | 0 | 0 | 0 | 0 | 0 | 0 | 0 | 0 | 0 | 0 | 0 | 0 | 0 | 0
|  | 1536 | 3 | 120 | 24 | 64 | 5 | 1 | 10 | 1.1 | 3.54 | 48 | 100864 | 3.602 | 0 | -154.6157 | 0.2 | 0 | 0 | 0 | 0 | 0 | 0 | 0 | 0 | 0 | 0 | 0 | 0 | 0 | 0 | 0 | 0 | 0 | 0
|  | 1537 | 3 | 121 | 1 | 65 | 6 | 2 | 10 | 0.73 | 3.75 | 49 | 100890 | 3.613 | 0 | -176.1052 | 0.2 | 0 | 0 | 0 | 0 | 0 | 0 | 0 | 0 | 0 | 0 | 0 | 0 | 0 | 0 | 0 | 0 | 0 | 0
|  | 1538 | 3 | 122 | 2 | 65 | 6 | 2 | 10 | 0.38 | 3.89 | 48 | 100874 | 3.512 | 0 | 162.1485 | 0.2 | 0 | 0 | 0 | 0 | 0 | 0 | 0 | 0 | 0 | 0 | 0 | 0 | 0 | 0 | 0 | 0 | 0 | 0
|  | 1539 | 3 | 123 | 3 | 65 | 6 | 2 | 10 | 0.03 | 4.03 | 47 | 100857 | 3.414 | 0 | 142.4424 | 0.2 | 0 | 0 | 0 | 0 | 0 | 0 | 0 | 0 | 0 | 0 | 0 | 0 | 0 | 0 | 0 | 0 | 0 | 0
|  | 1540 | 3 | 124 | 4 | 65 | 6 | 2 | 10 | -0.32 | 4.17 | 45 | 100841 | 3.318 | 0 | 125.7844 | 0.2 | 0 | 0 | 0 | 0 | 0 | 0 | 0 | 0 | 0 | 0 | 0 | 0 | 0 | 0 | 0 | 0 | 0 | 0
|  | 1541 | 3 | 125 | 5 | 65 | 6 | 2 | 10 | -0.69 | 3.96 | 46 | 100860 | 3.264 | 0 | 111.7503 | 0.2 | 0 | 0 | 0 | 0 | 0 | 0 | 0 | 0 | 0 | 0 | 0 | 0 | 0 | 0 | 0 | 0 | 0 | 0
|  | 1542 | 3 | 126 | 6 | 65 | 6 | 2 | 10 | -1.06 | 3.76 | 46 | 100880 | 3.209 | 0 | 99.4553 | 0.2 | 0 | 0 | 0 | 0 | 0 | 0 | 0 | 0 | 0 | 0 | 0 | 0 | 0 | 0 | 0 | 0 | 0 | 0
|  | 1543 | 3 | 127 | 7 | 65 | 6 | 2 | 10 | -1.44 | 3.56 | 46 | 100900 | 3.152 | 0 | 88.0501 | 0.2 | 0 | 0 | 0 | 0 | 0 | 0 | 0 | 0 | 0 | 0 | 0 | 0 | 0 | 0 | 0 | 0 | 0 | 0
|  | 1544 | 3 | 128 | 8 | 65 | 6 | 2 | 10 | -0.13 | 4.13 | 47 | 100949 | 3.286 | 3.6207 | 76.8023 | 0.2 | 0 | 0 | 0 | 0 | 0 | 0 | 0 | 0 | 0 | 0 | 0 | 0 | 0 | 0 | 0 | 0 | 0 | 0
|  | 1545 | 3 | 129 | 9 | 65 | 6 | 2 | 10 | 1.18 | 4.71 | 47 | 100998 | 3.41 | 12.9861 | 65.0515 | 0.2 | 51.2733 | 51.2733 | 425.3713 | 51.2733 | 225.3091 | 51.2733 | 51.2733 | 51.2733 | 53.9577 | 53.9577 | 385.7662 | 53.9577 | 244.3009 | 53.9577 | 53.9577 | 53.9577 | 142.3465 | 47.1963
|  | 1546 | 3 | 130 | 10 | 65 | 6 | 2 | 10 | 2.49 | 5.28 | 48 | 101047 | 3.524 | 21.4494 | 52.1712 | 0.2 | 92.328 | 92.328 | 413.0433 | 92.328 | 341.3584 | 92.328 | 92.328 | 92.328 | 103.2507 | 103.2507 | 442.8372 | 103.2507 | 392.1483 | 103.2507 | 103.2507 | 103.2507 | 256.7307 | 97.1981
|  | 1547 | 3 | 131 | 11 | 65 | 6 | 2 | 10 | 3.51 | 5.29 | 47 | 101044 | 3.584 | 28.4533 | 37.6202 | 0.2 | 109.0529 | 109.0529 | 225.8364 | 109.0529 | 260.5888 | 109.0529 | 109.0529 | 109.0529 | 147.2317 | 147.2317 | 303.1187 | 147.2317 | 327.6924 | 147.2317 | 147.2317 | 147.2317 | 265.945 | 162.2709
|  | 1548 | 3 | 132 | 12 | 65 | 6 | 2 | 10 | 4.54 | 5.3 | 46 | 101041 | 3.632 | 33.3296 | 21.1642 | 0.2 | 126.1276 | 126.1276 | 188.8685 | 126.1276 | 288.183 | 126.1276 | 126.1276 | 126.1276 | 170.6281 | 170.6281 | 295.7996 | 170.6281 | 366.0256 | 170.6281 | 207.0706 | 170.6281 | 302.1981 | 187.9196
|  | 1549 | 3 | 133 | 13 | 65 | 6 | 2 | 10 | 5.56 | 5.31 | 45 | 101037 | 3.663 | 35.4321 | 3.2416 | 0.2 | 146.8209 | 146.8209 | 164.783 | 146.8209 | 463.9696 | 146.8209 | 146.8209 | 146.8209 | 180.3192 | 180.3192 | 352.8371 | 180.3192 | 564.3939 | 180.3192 | 327.4348 | 180.3192 | 413.2523 | 187.2373
|  | 1550 | 3 | 134 | 14 | 65 | 6 | 2 | 10 | 5.72 | 5.37 | 46 | 101014 | 3.477 | 34.4183 | -14.9385 | 0.2 | 128.2211 | 128.2211 | 128.2211 | 128.2211 | 792.405 | 128.2211 | 305.4245 | 128.2211 | 111.7954 | 111.7954 | 319.5456 | 111.7954 | 914.4962 | 111.7954 | 570.1489 | 111.7954 | 559.6261 | 88.6197
|  | 1551 | 3 | 135 | 15 | 65 | 6 | 2 | 10 | 5.89 | 5.44 | 48 | 100991 | 3.29 | 30.459 | -32.0079 | 0.2 | 121.6909 | 121.6909 | 121.6909 | 121.6909 | 718.9214 | 121.6909 | 494.996 | 121.6909 | 111.607 | 111.607 | 140.5142 | 111.607 | 826.7865 | 111.607 | 668.4473 | 111.607 | 507.3319 | 93.1458
|  | 1552 | 3 | 136 | 16 | 65 | 6 | 2 | 10 | 6.05 | 5.5 | 49 | 100969 | 3.094 | 24.1284 | -47.2333 | 0.2 | 104.1606 | 104.1606 | 104.1606 | 104.1606 | 582.8865 | 104.1606 | 621.7398 | 104.1606 | 100.0077 | 100.0077 | 100.0077 | 100.0077 | 661.8183 | 100.0077 | 689.2917 | 100.0077 | 401.7897 | 85.9955
|  | 1553 | 3 | 137 | 17 | 65 | 6 | 2 | 10 | 4.69 | 4.59 | 50 | 101008 | 2.969 | 16.1113 | -60.6521 | 0.2 | 74.1013 | 74.1013 | 74.1013 | 74.1013 | 408.7084 | 74.1013 | 669.1969 | 74.1013 | 75.4426 | 75.4426 | 75.4426 | 75.4426 | 451.4878 | 75.4426 | 635.681 | 75.4426 | 265.2668 | 68.0657
|  | 1554 | 3 | 138 | 18 | 65 | 6 | 2 | 10 | 3.34 | 3.67 | 51 | 101047 | 2.84 | 7.0093 | -72.7331 | 0.2 | 38.4313 | 38.4313 | 38.4313 | 38.4313 | 196.5965 | 38.4313 | 547.2751 | 38.4313 | 45.4589 | 45.4589 | 45.4589 | 45.4589 | 203.6243 | 45.4589 | 451.5914 | 45.4589 | 111.3027 | 45.7884
|  | 1555 | 3 | 139 | 19 | 65 | 6 | 2 | 10 | 1.99 | 2.76 | 51 | 101087 | 2.708 | 0 | -84.0854 | 0.2 | 0 | 0 | 0 | 0 | 0 | 0 | 0 | 0 | 0 | 0 | 0 | 0 | 0 | 0 | 0 | 0 | 0 | 0
|  | 1556 | 3 | 140 | 20 | 65 | 6 | 2 | 10 | 1.26 | 2.67 | 55 | 101132 | 2.611 | 0 | -95.3561 | 0.2 | 0 | 0 | 0 | 0 | 0 | 0 | 0 | 0 | 0 | 0 | 0 | 0 | 0 | 0 | 0 | 0 | 0 | 0
|  | 1557 | 3 | 141 | 21 | 65 | 6 | 2 | 10 | 0.53 | 2.57 | 59 | 101178 | 2.515 | 0 | -107.2455 | 0.2 | 0 | 0 | 0 | 0 | 0 | 0 | 0 | 0 | 0 | 0 | 0 | 0 | 0 | 0 | 0 | 0 | 0 | 0
|  | 1558 | 3 | 142 | 22 | 65 | 6 | 2 | 10 | -0.2 | 2.48 | 63 | 101224 | 2.422 | 0 | -120.5599 | 0.2 | 0 | 0 | 0 | 0 | 0 | 0 | 0 | 0 | 0 | 0 | 0 | 0 | 0 | 0 | 0 | 0 | 0 | 0
|  | 1559 | 3 | 143 | 23 | 65 | 6 | 2 | 10 | -0.24 | 2.61 | 64 | 101244 | 2.389 | 0 | -136.1991 | 0.2 | 0 | 0 | 0 | 0 | 0 | 0 | 0 | 0 | 0 | 0 | 0 | 0 | 0 | 0 | 0 | 0 | 0 | 0
|  | 1560 | 3 | 144 | 24 | 65 | 6 | 2 | 10 | -0.27 | 2.73 | 66 | 101263 | 2.357 | 0 | -154.8463 | 0.2 | 0 | 0 | 0 | 0 | 0 | 0 | 0 | 0 | 0 | 0 | 0 | 0 | 0 | 0 | 0 | 0 | 0 | 0
|  | 1561 | 3 | 145 | 1 | 66 | 7 | 3 | 10 | -0.3 | 2.86 | 67 | 101283 | 2.325 | 0 | -176.215 | 0.2 | 0 | 0 | 0 | 0 | 0 | 0 | 0 | 0 | 0 | 0 | 0 | 0 | 0 | 0 | 0 | 0 | 0 | 0
|  | 1562 | 3 | 146 | 2 | 66 | 7 | 3 | 10 | -0.61 | 2.73 | 68 | 101280 | 2.205 | 0 | 162.1813 | 0.2 | 0 | 0 | 0 | 0 | 0 | 0 | 0 | 0 | 0 | 0 | 0 | 0 | 0 | 0 | 0 | 0 | 0 | 0
|  | 1563 | 3 | 147 | 3 | 66 | 7 | 3 | 10 | -0.91 | 2.61 | 70 | 101277 | 2.09 | 0 | 142.5817 | 0.2 | 0 | 0 | 0 | 0 | 0 | 0 | 0 | 0 | 0 | 0 | 0 | 0 | 0 | 0 | 0 | 0 | 0 | 0
|  | 1564 | 3 | 148 | 4 | 66 | 7 | 3 | 10 | -1.22 | 2.48 | 71 | 101273 | 1.977 | 0 | 125.9789 | 0.2 | 0 | 0 | 0 | 0 | 0 | 0 | 0 | 0 | 0 | 0 | 0 | 0 | 0 | 0 | 0 | 0 | 0 | 0
|  | 1565 | 3 | 149 | 5 | 66 | 7 | 3 | 10 | -1.34 | 2.48 | 72 | 101286 | 1.917 | 0 | 111.9658 | 0.2 | 0 | 0 | 0 | 0 | 0 | 0 | 0 | 0 | 0 | 0 | 0 | 0 | 0 | 0 | 0 | 0 | 0 | 0
|  | 1566 | 3 | 150 | 6 | 66 | 7 | 3 | 10 | -1.46 | 2.48 | 73 | 101299 | 1.859 | 0 | 99.6751 | 0.2 | 0 | 0 | 0 | 0 | 0 | 0 | 0 | 0 | 0 | 0 | 0 | 0 | 0 | 0 | 0 | 0 | 0 | 0
|  | 1567 | 3 | 151 | 7 | 66 | 7 | 3 | 10 | -1.58 | 2.48 | 74 | 101313 | 1.8 | 0 | 88.2666 | 0.2 | 0 | 0 | 0 | 0 | 0 | 0 | 0 | 0 | 0 | 0 | 0 | 0 | 0 | 0 | 0 | 0 | 0 | 0
|  | 1568 | 3 | 152 | 8 | 66 | 7 | 3 | 10 | -0.06 | 2.82 | 77 | 101322 | 1.947 | 3.9541 | 77.0106 | 0.2 | 0 | 0 | 0 | 0 | 0 | 0 | 0 | 0 | 0 | 0 | 0 | 0 | 0 | 0 | 0 | 0 | 0 | 0
|  | 1569 | 3 | 153 | 9 | 66 | 7 | 3 | 10 | 1.45 | 3.15 | 79 | 101332 | 2.098 | 13.3307 | 65.2452 | 0.2 | 49.9746 | 49.9746 | 544.0771 | 49.9746 | 277.8096 | 49.9746 | 49.9746 | 49.9746 | 47.6202 | 47.6202 | 488.1695 | 47.6202 | 299.8899 | 47.6202 | 47.6202 | 47.6202 | 167.3583 | 38.43
|  | 1570 | 3 | 154 | 10 | 66 | 7 | 3 | 10 | 2.97 | 3.49 | 82 | 101342 | 2.258 | 21.8103 | 52.3384 | 0.2 | 82.707 | 82.707 | 614.0514 | 82.707 | 492.8078 | 82.707 | 82.707 | 82.707 | 75.2799 | 75.2799 | 640.9267 | 75.2799 | 555.1946 | 75.2799 | 75.2799 | 75.2799 | 329.4914 | 60.8904
|  | 1571 | 3 | 155 | 11 | 66 | 7 | 3 | 10 | 4.69 | 3.78 | 84 | 101306 | 2.397 | 28.8318 | 37.7403 | 0.2 | 105.5813 | 105.5813 | 532.6064 | 105.5813 | 657.2845 | 105.5813 | 105.5813 | 105.5813 | 93.7331 | 93.7331 | 667.247 | 93.7331 | 755.4078 | 93.7331 | 93.7331 | 93.7331 | 460.333 | 76.287
|  | 1572 | 3 | 156 | 12 | 66 | 7 | 3 | 10 | 6.42 | 4.08 | 87 | 101270 | 2.533 | 33.7207 | 21.2093 | 0.2 | 116.7854 | 116.7854 | 380.3428 | 116.7854 | 795.9495 | 116.7854 | 116.7854 | 116.7854 | 94.4539 | 94.4539 | 624.6375 | 94.4539 | 918.5158 | 94.4539 | 251.9111 | 94.4539 | 556.0483 | 69.8128
|  | 1573 | 3 | 157 | 13 | 66 | 7 | 3 | 10 | 8.15 | 4.37 | 90 | 101234 | 2.66 | 35.8227 | 3.1887 | 0.2 | 126.5109 | 126.5109 | 166.0186 | 126.5109 | 835.6724 | 126.5109 | 126.5109 | 126.5109 | 105.0024 | 105.0024 | 495.4607 | 105.0024 | 968.9773 | 105.0024 | 439.5883 | 105.0024 | 592.8918 | 80.2082
|  | 1574 | 3 | 158 | 14 | 66 | 7 | 3 | 10 | 8.67 | 4.27 | 89 | 101195 | 2.656 | 34.7913 | -15.0886 | 0.2 | 128.9826 | 128.9826 | 128.9826 | 128.9826 | 791.8416 | 128.9826 | 307.6946 | 128.9826 | 112.0627 | 112.0627 | 322.9799 | 112.0627 | 918.0604 | 112.0627 | 575.7168 | 112.0627 | 565.5632 | 88.5693
|  | 1575 | 3 | 159 | 15 | 66 | 7 | 3 | 10 | 9.2 | 4.16 | 88 | 101155 | 2.651 | 30.8022 | -32.2301 | 0.2 | 120.1443 | 120.1443 | 120.1443 | 120.1443 | 726.3049 | 120.1443 | 502.3083 | 120.1443 | 107.4389 | 107.4389 | 139.2856 | 107.4389 | 838.1366 | 107.4389 | 679.7471 | 107.4389 | 514.8191 | 87.6172
|  | 1576 | 3 | 160 | 16 | 66 | 7 | 3 | 10 | 9.72 | 4.06 | 87 | 101116 | 2.639 | 24.4393 | -47.4968 | 0.2 | 100.7511 | 100.7511 | 100.7511 | 100.7511 | 587.6747 | 100.7511 | 632.0763 | 100.7511 | 95.5784 | 95.5784 | 95.5784 | 95.5784 | 671.4751 | 95.5784 | 702.8717 | 95.5784 | 410.1701 | 82.6528
|  | 1577 | 3 | 161 | 17 | 66 | 7 | 3 | 10 | 7.87 | 3.8 | 85 | 101129 | 2.471 | 16.3944 | -60.9358 | 0.2 | 74.5372 | 74.5372 | 74.5372 | 74.5372 | 413.179 | 74.5372 | 683.8519 | 74.5372 | 74.5825 | 74.5825 | 74.5825 | 74.5825 | 459.0609 | 74.5825 | 650.4555 | 74.5825 | 271.3235 | 66.2307
|  | 1578 | 3 | 162 | 18 | 66 | 7 | 3 | 10 | 6.02 | 3.54 | 83 | 101142 | 2.301 | 7.2729 | -73.0267 | 0.2 | 39.3048 | 39.3048 | 39.3048 | 39.3048 | 204.824 | 39.3048 | 581.5974 | 39.3048 | 44.8627 | 44.8627 | 44.8627 | 44.8627 | 213.0689 | 44.8627 | 479.4879 | 44.8627 | 116.1199 | 43.7597
|  | 1579 | 3 | 163 | 19 | 66 | 7 | 3 | 10 | 4.18 | 3.28 | 81 | 101155 | 2.135 | 0 | -84.3859 | 0.2 | 0 | 0 | 0 | 0 | 0 | 0 | 0 | 0 | 0 | 0 | 0 | 0 | 0 | 0 | 0 | 0 | 0 | 0
|  | 1580 | 3 | 164 | 20 | 66 | 7 | 3 | 10 | 2.78 | 3.37 | 90 | 101172 | 2.114 | 0 | -95.6637 | 0.2 | 0 | 0 | 0 | 0 | 0 | 0 | 0 | 0 | 0 | 0 | 0 | 0 | 0 | 0 | 0 | 0 | 0 | 0
|  | 1581 | 3 | 165 | 21 | 66 | 7 | 3 | 10 | 1.38 | 3.47 | 99 | 101188 | 2.076 | 0 | -107.5598 | 0.2 | 0 | 0 | 0 | 0 | 0 | 0 | 0 | 0 | 0 | 0 | 0 | 0 | 0 | 0 | 0 | 0 | 0 | 0
|  | 1582 | 3 | 166 | 22 | 66 | 7 | 3 | 10 | -0.02 | 3.56 | 108 | 101204 | 2.024 | 0 | -120.8749 | 0.2 | 0 | 0 | 0 | 0 | 0 | 0 | 0 | 0 | 0 | 0 | 0 | 0 | 0 | 0 | 0 | 0 | 0 | 0
|  | 1583 | 3 | 167 | 23 | 66 | 7 | 3 | 10 | -0.01 | 3.34 | 120 | 101208 | 2.139 | 0 | -136.4944 | 0.2 | 0 | 0 | 0 | 0 | 0 | 0 | 0 | 0 | 0 | 0 | 0 | 0 | 0 | 0 | 0 | 0 | 0 | 0
|  | 1584 | 3 | 168 | 24 | 66 | 7 | 3 | 10 | 0 | 3.13 | 132 | 101211 | 2.255 | 0 | -155.0775 | 0.2 | 0 | 0 | 0 | 0 | 0 | 0 | 0 | 0 | 0 | 0 | 0 | 0 | 0 | 0 | 0 | 0 | 0 | 0
|  | 1585 | 3 | 169 | 1 | 67 | 8 | 4 | 10 | 0.02 | 2.91 | 144 | 101214 | 2.372 | 0 | -176.3263 | 0.2 | 0 | 0 | 0 | 0 | 0 | 0 | 0 | 0 | 0 | 0 | 0 | 0 | 0 | 0 | 0 | 0 | 0 | 0
|  | 1586 | 3 | 170 | 2 | 67 | 8 | 4 | 10 | 0.11 | 2.87 | 153 | 101175 | 2.388 | 0 | 162.2112 | 0.2 | 0 | 0 | 0 | 0 | 0 | 0 | 0 | 0 | 0 | 0 | 0 | 0 | 0 | 0 | 0 | 0 | 0 | 0
|  | 1587 | 3 | 171 | 3 | 67 | 8 | 4 | 10 | 0.2 | 2.83 | 162 | 101136 | 2.403 | 0 | 142.7175 | 0.2 | 0 | 0 | 0 | 0 | 0 | 0 | 0 | 0 | 0 | 0 | 0 | 0 | 0 | 0 | 0 | 0 | 0 | 0
|  | 1588 | 3 | 172 | 4 | 67 | 8 | 4 | 10 | 0.28 | 2.79 | 171 | 101096 | 2.417 | 0 | 126.1704 | 0.2 | 0 | 0 | 0 | 0 | 0 | 0 | 0 | 0 | 0 | 0 | 0 | 0 | 0 | 0 | 0 | 0 | 0 | 0
|  | 1589 | 3 | 173 | 5 | 67 | 8 | 4 | 10 | 0.92 | 3.03 | 176 | 101106 | 2.583 | 0 | 112.1792 | 0.2 | 0 | 0 | 0 | 0 | 0 | 0 | 0 | 0 | 0 | 0 | 0 | 0 | 0 | 0 | 0 | 0 | 0 | 0
|  | 1590 | 3 | 174 | 6 | 67 | 8 | 4 | 10 | 1.55 | 3.27 | 182 | 101116 | 2.757 | 0 | 99.8935 | 0.2 | 0 | 0 | 0 | 0 | 0 | 0 | 0 | 0 | 0 | 0 | 0 | 0 | 0 | 0 | 0 | 0 | 0 | 0
|  | 1591 | 3 | 175 | 7 | 67 | 8 | 4 | 10 | 2.18 | 3.52 | 187 | 101126 | 2.941 | 0 | 88.4821 | 0.2 | 0 | 0 | 0 | 0 | 0 | 0 | 0 | 0 | 0 | 0 | 0 | 0 | 0 | 0 | 0 | 0 | 0 | 0
|  | 1592 | 3 | 176 | 8 | 67 | 8 | 4 | 10 | 4.21 | 3.6 | 192 | 101129 | 3.398 | 4.2897 | 77.2184 | 0.2 | 0 | 0 | 0 | 0 | 0 | 0 | 0 | 0 | 0 | 0 | 0 | 0 | 0 | 0 | 0 | 0 | 0 | 0
|  | 1593 | 3 | 177 | 9 | 67 | 8 | 4 | 10 | 6.23 | 3.67 | 196 | 101132 | 3.916 | 13.6775 | 65.4385 | 0.2 | 53.2913 | 53.2913 | 498.6214 | 53.2913 | 256.8172 | 53.2913 | 53.2913 | 53.2913 | 53.4838 | 53.4838 | 452.6359 | 53.4838 | 281.6545 | 53.4838 | 53.4838 | 53.4838 | 164.3759 | 45.2198
|  | 1594 | 3 | 178 | 10 | 67 | 8 | 4 | 10 | 8.26 | 3.75 | 201 | 101136 | 4.506 | 22.1731 | 52.5053 | 0.2 | 86.4565 | 86.4565 | 582.9419 | 86.4565 | 467.3502 | 86.4565 | 86.4565 | 86.4565 | 82.7947 | 82.7947 | 614.1938 | 82.7947 | 532.4581 | 82.7947 | 82.7947 | 82.7947 | 325.2962 | 70.2699
|  | 1595 | 3 | 179 | 11 | 67 | 8 | 4 | 10 | 9.64 | 3.5 | 209 | 101080 | 4.77 | 29.2122 | 37.8598 | 0.2 | 110.915 | 110.915 | 524.3098 | 110.915 | 642.7142 | 110.915 | 110.915 | 110.915 | 100.2579 | 100.2579 | 658.8952 | 100.2579 | 742.6198 | 100.2579 | 100.2579 | 100.2579 | 458.2595 | 81.6218
|  | 1596 | 3 | 180 | 12 | 67 | 8 | 4 | 10 | 11.03 | 3.26 | 218 | 101024 | 5.042 | 34.1135 | 21.2528 | 0.2 | 121.3299 | 121.3299 | 377.2748 | 121.3299 | 779.3968 | 121.3299 | 121.3299 | 121.3299 | 101.8982 | 101.8982 | 621.0872 | 101.8982 | 905.4304 | 101.8982 | 259.1264 | 101.8982 | 556.6212 | 78.322
|  | 1597 | 3 | 181 | 13 | 67 | 8 | 4 | 10 | 12.41 | 3.01 | 226 | 100969 | 5.312 | 36.2145 | 3.1328 | 0.2 | 128.9302 | 128.9302 | 167.0123 | 128.9302 | 824.7122 | 128.9302 | 128.9302 | 128.9302 | 108.8181 | 108.8181 | 496.5605 | 108.8181 | 961.6246 | 108.8181 | 442.7043 | 108.8181 | 594.8488 | 84.5802
|  | 1598 | 3 | 182 | 14 | 67 | 8 | 4 | 10 | 12.75 | 3.29 | 231 | 100880 | 5.275 | 35.1649 | -15.2429 | 0.2 | 124.545 | 124.545 | 124.545 | 124.545 | 827.212 | 124.545 | 316.0198 | 124.545 | 102.2356 | 102.2356 | 329.6471 | 102.2356 | 961.9009 | 102.2356 | 600.4334 | 102.2356 | 590.3254 | 77.2422
|  | 1599 | 3 | 183 | 15 | 67 | 8 | 4 | 10 | 13.09 | 3.57 | 237 | 100792 | 5.233 | 31.1455 | -32.4566 | 0.2 | 120.9836 | 120.9836 | 120.9836 | 120.9836 | 725.4046 | 120.9836 | 505.3984 | 120.9836 | 107.8971 | 107.8971 | 142.1688 | 107.8971 | 841.3813 | 107.8971 | 685.8134 | 107.8971 | 520.7175 | 87.8353
|  | 1600 | 3 | 184 | 16 | 67 | 8 | 4 | 10 | 13.43 | 3.85 | 243 | 100703 | 5.186 | 24.7498 | -47.7643 | 0.2 | 107.5436 | 107.5436 | 107.5436 | 107.5436 | 574.4751 | 107.5436 | 621.8538 | 107.5436 | 104.4234 | 104.4234 | 104.4234 | 104.4234 | 661.0343 | 104.4234 | 694.5362 | 104.4234 | 411.0445 | 90.8093
|  | 1601 | 3 | 185 | 17 | 67 | 8 | 4 | 10 | 11.6 | 3.45 | 239 | 100700 | 5.125 | 16.677 | -61.2228 | 0.2 | 76.877 | 76.877 | 76.877 | 76.877 | 394.2457 | 76.877 | 654.7134 | 76.877 | 80.1218 | 80.1218 | 80.1218 | 80.1218 | 444.1876 | 80.1218 | 628.3661 | 80.1218 | 271.5142 | 74.0161
|  | 1602 | 3 | 186 | 18 | 67 | 8 | 4 | 10 | 9.78 | 3.06 | 236 | 100697 | 5.006 | 7.5359 | -73.3231 | 0.2 | 40.7858 | 40.7858 | 40.7858 | 40.7858 | 189.2739 | 40.7858 | 536.4471 | 40.7858 | 48.8037 | 48.8037 | 48.8037 | 48.8037 | 202.2025 | 48.8037 | 447.691 | 48.8037 | 118.1675 | 49.7169
|  | 1603 | 3 | 187 | 19 | 67 | 8 | 4 | 10 | 7.96 | 2.66 | 232 | 100693 | 4.839 | 0 | -84.6887 | 0.2 | 0 | 0 | 0 | 0 | 0 | 0 | 0 | 0 | 0 | 0 | 0 | 0 | 0 | 0 | 0 | 0 | 0 | 0
|  | 1604 | 3 | 188 | 20 | 67 | 8 | 4 | 10 | 7.08 | 2.89 | 228 | 100706 | 4.589 | 0 | -95.9731 | 0.2 | 0 | 0 | 0 | 0 | 0 | 0 | 0 | 0 | 0 | 0 | 0 | 0 | 0 | 0 | 0 | 0 | 0 | 0
|  | 1605 | 3 | 189 | 21 | 67 | 8 | 4 | 10 | 6.21 | 3.11 | 225 | 100719 | 4.352 | 0 | -107.8755 | 0.2 | 0 | 0 | 0 | 0 | 0 | 0 | 0 | 0 | 0 | 0 | 0 | 0 | 0 | 0 | 0 | 0 | 0 | 0
|  | 1606 | 3 | 190 | 22 | 67 | 8 | 4 | 10 | 5.34 | 3.34 | 222 | 100733 | 4.127 | 0 | -121.1908 | 0.2 | 0 | 0 | 0 | 0 | 0 | 0 | 0 | 0 | 0 | 0 | 0 | 0 | 0 | 0 | 0 | 0 | 0 | 0
|  | 1607 | 3 | 191 | 23 | 67 | 8 | 4 | 10 | 5.29 | 3.23 | 221 | 100716 | 4.073 | 0 | -136.7901 | 0.2 | 0 | 0 | 0 | 0 | 0 | 0 | 0 | 0 | 0 | 0 | 0 | 0 | 0 | 0 | 0 | 0 | 0 | 0
|  | 1608 | 3 | 192 | 24 | 67 | 8 | 4 | 10 | 5.25 | 3.13 | 221 | 100700 | 4.023 | 0 | -155.309 | 0.2 | 0 | 0 | 0 | 0 | 0 | 0 | 0 | 0 | 0 | 0 | 0 | 0 | 0 | 0 | 0 | 0 | 0 | 0
|  | 1609 | 3 | 193 | 1 | 68 | 9 | 5 | 10 | 5.21 | 3.02 | 221 | 100683 | 3.973 | 0 | -176.4388 | 0.2 | 0 | 0 | 0 | 0 | 0 | 0 | 0 | 0 | 0 | 0 | 0 | 0 | 0 | 0 | 0 | 0 | 0 | 0
|  | 1610 | 3 | 194 | 2 | 68 | 9 | 5 | 10 | 4.78 | 3.11 | 218 | 100624 | 3.925 | 0 | 162.2383 | 0.2 | 0 | 0 | 0 | 0 | 0 | 0 | 0 | 0 | 0 | 0 | 0 | 0 | 0 | 0 | 0 | 0 | 0 | 0
|  | 1611 | 3 | 195 | 3 | 68 | 9 | 5 | 10 | 4.35 | 3.2 | 215 | 100565 | 3.876 | 0 | 142.8501 | 0.2 | 0 | 0 | 0 | 0 | 0 | 0 | 0 | 0 | 0 | 0 | 0 | 0 | 0 | 0 | 0 | 0 | 0 | 0
|  | 1612 | 3 | 196 | 4 | 68 | 9 | 5 | 10 | 3.92 | 3.28 | 212 | 100507 | 3.826 | 0 | 126.3591 | 0.2 | 0 | 0 | 0 | 0 | 0 | 0 | 0 | 0 | 0 | 0 | 0 | 0 | 0 | 0 | 0 | 0 | 0 | 0
|  | 1613 | 3 | 197 | 5 | 68 | 9 | 5 | 10 | 3.72 | 3.62 | 212 | 100490 | 3.789 | 0 | 112.3904 | 0.2 | 0 | 0 | 0 | 0 | 0 | 0 | 0 | 0 | 0 | 0 | 0 | 0 | 0 | 0 | 0 | 0 | 0 | 0
|  | 1614 | 3 | 198 | 6 | 68 | 9 | 5 | 10 | 3.52 | 3.95 | 212 | 100474 | 3.751 | 0 | 100.1104 | 0.2 | 0 | 0 | 0 | 0 | 0 | 0 | 0 | 0 | 0 | 0 | 0 | 0 | 0 | 0 | 0 | 0 | 0 | 0
|  | 1615 | 3 | 199 | 7 | 68 | 9 | 5 | 10 | 3.32 | 4.29 | 212 | 100457 | 3.715 | 0 | 88.6967 | 0.2 | 0 | 0 | 0 | 0 | 0 | 0 | 0 | 0 | 0 | 0 | 0 | 0 | 0 | 0 | 0 | 0 | 0 | 0
|  | 1616 | 3 | 200 | 8 | 68 | 9 | 5 | 10 | 5.06 | 4.59 | 216 | 100461 | 4.002 | 4.6274 | 77.4256 | 0.2 | 0 | 0 | 0 | 0 | 0 | 0 | 0 | 0 | 0 | 0 | 0 | 0 | 0 | 0 | 0 | 0 | 0 | 0
|  | 1617 | 3 | 201 | 9 | 68 | 9 | 5 | 10 | 6.81 | 4.9 | 220 | 100464 | 4.296 | 14.0261 | 65.6316 | 0.2 | 41.5473 | 41.5473 | 136.6517 | 41.5473 | 84.6254 | 41.5473 | 41.5473 | 41.5473 | 54.8358 | 54.8358 | 140.5274 | 54.8358 | 103.7393 | 54.8358 | 54.8358 | 54.8358 | 83.9515 | 57.8696
|  | 1618 | 3 | 202 | 10 | 68 | 9 | 5 | 10 | 8.55 | 5.2 | 225 | 100467 | 4.589 | 22.5378 | 52.6719 | 0.2 | 90.6056 | 90.6056 | 321.7583 | 90.6056 | 266.876 | 90.6056 | 90.6056 | 90.6056 | 108.3156 | 108.3156 | 357.0662 | 108.3156 | 318.2585 | 108.3156 | 108.3156 | 108.3156 | 228.019 | 107.3853
|  | 1619 | 3 | 203 | 11 | 68 | 9 | 5 | 10 | 9.93 | 5.07 | 229 | 100402 | 4.754 | 29.5943 | 37.9786 | 0.2 | 111.3496 | 111.3496 | 526.8887 | 111.3496 | 643.6255 | 111.3496 | 111.3496 | 111.3496 | 99.9316 | 99.9316 | 664.9502 | 99.9316 | 747.4956 | 99.9316 | 99.9316 | 99.9316 | 464.3794 | 80.8615
|  | 1620 | 3 | 204 | 12 | 68 | 9 | 5 | 10 | 11.32 | 4.94 | 234 | 100336 | 4.905 | 34.5078 | 21.2947 | 0.2 | 123.4856 | 123.4856 | 375.7419 | 123.4856 | 770.6667 | 123.4856 | 123.4856 | 123.4856 | 105.0925 | 105.0925 | 621.1279 | 105.0925 | 900.382 | 105.0925 | 264.3837 | 105.0925 | 559.422 | 81.8939
|  | 1621 | 3 | 205 | 13 | 68 | 9 | 5 | 10 | 12.7 | 4.81 | 238 | 100271 | 5.032 | 36.6075 | 3.0741 | 0.2 | 148.4721 | 148.4721 | 173.8813 | 148.4721 | 621.6078 | 148.4721 | 148.4721 | 148.4721 | 160.7809 | 160.7809 | 427.6385 | 160.7809 | 744.2289 | 160.7809 | 391.7044 | 160.7809 | 505.4477 | 153.4633
|  | 1622 | 3 | 206 | 14 | 68 | 9 | 5 | 10 | 12.95 | 4.58 | 242 | 100231 | 5.077 | 35.5391 | -15.4011 | 0.2 | 133.6544 | 133.6544 | 133.6544 | 133.6544 | 773.9375 | 133.6544 | 310.0309 | 133.6544 | 119.0743 | 119.0743 | 329.8126 | 119.0743 | 907.278 | 119.0743 | 579.2465 | 119.0743 | 570.8269 | 96.4215
|  | 1623 | 3 | 207 | 15 | 68 | 9 | 5 | 10 | 13.21 | 4.34 | 247 | 100192 | 5.124 | 31.4888 | -32.6873 | 0.2 | 125.6705 | 125.6705 | 125.6705 | 125.6705 | 692.3086 | 125.6705 | 489.2686 | 125.6705 | 116.5111 | 116.5111 | 151.0154 | 116.5111 | 808.7918 | 116.5111 | 665.2208 | 116.5111 | 509.9364 | 97.5418
|  | 1624 | 3 | 208 | 16 | 68 | 9 | 5 | 10 | 13.46 | 4.11 | 251 | 100153 | 5.168 | 25.0598 | -48.0357 | 0.2 | 106.837 | 106.837 | 106.837 | 106.837 | 236.2386 | 106.837 | 250.7322 | 106.837 | 146.2717 | 146.2717 | 146.2717 | 146.2717 | 301.7562 | 146.2717 | 312.0047 | 146.2717 | 252.8898 | 162.403
|  | 1625 | 3 | 209 | 17 | 68 | 9 | 5 | 10 | 12.02 | 3.57 | 248 | 100166 | 4.975 | 16.959 | -61.513 | 0.2 | 72.3534 | 72.3534 | 72.3534 | 72.3534 | 143.518 | 72.3534 | 203.4934 | 72.3534 | 101.2363 | 101.2363 | 101.2363 | 101.2363 | 183.7305 | 101.2363 | 226.1395 | 101.2363 | 158.8051 | 113.3052
|  | 1626 | 3 | 210 | 18 | 68 | 9 | 5 | 10 | 10.59 | 3.03 | 244 | 100179 | 4.772 | 7.7985 | -73.622 | 0.2 | 31.7312 | 31.7312 | 31.7312 | 31.7312 | 52.3327 | 31.7312 | 101.8285 | 31.7312 | 47.4304 | 47.4304 | 47.4304 | 47.4304 | 69.0733 | 47.4304 | 104.0721 | 47.4304 | 65.4112 | 55.4049
|  | 1627 | 3 | 211 | 19 | 68 | 9 | 5 | 10 | 9.16 | 2.5 | 241 | 100192 | 4.561 | 0 | -84.9936 | 0.2 | 0 | 0 | 0 | 0 | 0 | 0 | 0 | 0 | 0 | 0 | 0 | 0 | 0 | 0 | 0 | 0 | 0 | 0
|  | 1628 | 3 | 212 | 20 | 68 | 9 | 5 | 10 | 8.41 | 2.37 | 241 | 100238 | 4.543 | 0 | -96.2842 | 0.2 | 0 | 0 | 0 | 0 | 0 | 0 | 0 | 0 | 0 | 0 | 0 | 0 | 0 | 0 | 0 | 0 | 0 | 0
|  | 1629 | 3 | 213 | 21 | 68 | 9 | 5 | 10 | 7.67 | 2.24 | 240 | 100284 | 4.518 | 0 | -108.1924 | 0.2 | 0 | 0 | 0 | 0 | 0 | 0 | 0 | 0 | 0 | 0 | 0 | 0 | 0 | 0 | 0 | 0 | 0 | 0
|  | 1630 | 3 | 214 | 22 | 68 | 9 | 5 | 10 | 6.93 | 2.11 | 239 | 100330 | 4.483 | 0 | -121.5074 | 0.2 | 0 | 0 | 0 | 0 | 0 | 0 | 0 | 0 | 0 | 0 | 0 | 0 | 0 | 0 | 0 | 0 | 0 | 0
|  | 1631 | 3 | 215 | 23 | 68 | 9 | 5 | 10 | 6.72 | 2.09 | 238 | 100339 | 4.685 | 0 | -137.086 | 0.2 | 0 | 0 | 0 | 0 | 0 | 0 | 0 | 0 | 0 | 0 | 0 | 0 | 0 | 0 | 0 | 0 | 0 | 0
|  | 1632 | 3 | 216 | 24 | 68 | 9 | 5 | 10 | 6.51 | 2.06 | 237 | 100349 | 4.88 | 0 | -155.5408 | 0.2 | 0 | 0 | 0 | 0 | 0 | 0 | 0 | 0 | 0 | 0 | 0 | 0 | 0 | 0 | 0 | 0 | 0 | 0
|  | 1633 | 3 | 217 | 1 | 69 | 10 | 6 | 10 | 6.3 | 2.04 | 236 | 100359 | 5.069 | 0 | -176.5526 | 0.2 | 0 | 0 | 0 | 0 | 0 | 0 | 0 | 0 | 0 | 0 | 0 | 0 | 0 | 0 | 0 | 0 | 0 | 0
|  | 1634 | 3 | 218 | 2 | 69 | 10 | 6 | 10 | 6.59 | 2.09 | 237 | 100336 | 5.034 | 0 | 162.2628 | 0.2 | 0 | 0 | 0 | 0 | 0 | 0 | 0 | 0 | 0 | 0 | 0 | 0 | 0 | 0 | 0 | 0 | 0 | 0
|  | 1635 | 3 | 219 | 3 | 69 | 10 | 6 | 10 | 6.88 | 2.13 | 239 | 100313 | 4.997 | 0 | 142.9795 | 0.2 | 0 | 0 | 0 | 0 | 0 | 0 | 0 | 0 | 0 | 0 | 0 | 0 | 0 | 0 | 0 | 0 | 0 | 0
|  | 1636 | 3 | 220 | 4 | 69 | 10 | 6 | 10 | 7.17 | 2.18 | 240 | 100290 | 4.955 | 0 | 126.545 | 0.2 | 0 | 0 | 0 | 0 | 0 | 0 | 0 | 0 | 0 | 0 | 0 | 0 | 0 | 0 | 0 | 0 | 0 | 0
|  | 1637 | 3 | 221 | 5 | 69 | 10 | 6 | 10 | 7.05 | 2.11 | 241 | 100300 | 4.968 | 0 | 112.5996 | 0.2 | 0 | 0 | 0 | 0 | 0 | 0 | 0 | 0 | 0 | 0 | 0 | 0 | 0 | 0 | 0 | 0 | 0 | 0
|  | 1638 | 3 | 222 | 6 | 69 | 10 | 6 | 10 | 6.92 | 2.05 | 243 | 100310 | 4.978 | 0 | 100.3258 | 0.2 | 0 | 0 | 0 | 0 | 0 | 0 | 0 | 0 | 0 | 0 | 0 | 0 | 0 | 0 | 0 | 0 | 0 | 0
|  | 1639 | 3 | 223 | 7 | 69 | 10 | 6 | 10 | 6.79 | 1.99 | 244 | 100320 | 4.986 | 0 | 88.9104 | 0.2 | 0 | 0 | 0 | 0 | 0 | 0 | 0 | 0 | 0 | 0 | 0 | 0 | 0 | 0 | 0 | 0 | 0 | 0
|  | 1640 | 3 | 224 | 8 | 69 | 10 | 6 | 10 | 7.34 | 3.04 | 245 | 100336 | 5.046 | 4.967 | 77.6322 | 0.2 | 0 | 0 | 0 | 0 | 0 | 0 | 0 | 0 | 0 | 0 | 0 | 0 | 0 | 0 | 0 | 0 | 0 | 0
|  | 1641 | 3 | 225 | 9 | 69 | 10 | 6 | 10 | 7.88 | 4.1 | 247 | 100353 | 5.1 | 14.3766 | 65.8243 | 0.2 | 39.1759 | 39.1759 | 92.6987 | 39.1759 | 63.2027 | 39.1759 | 39.1759 | 39.1759 | 55.4695 | 55.4695 | 103.9493 | 55.4695 | 83.0925 | 55.4695 | 55.4695 | 55.4695 | 76.9485 | 61.9105
|  | 1642 | 3 | 226 | 10 | 69 | 10 | 6 | 10 | 8.43 | 5.16 | 248 | 100369 | 5.153 | 22.9041 | 52.8383 | 0.2 | 66.8518 | 66.8518 | 105.1777 | 66.8518 | 95.9024 | 66.8518 | 66.8518 | 66.8518 | 99.6861 | 99.6861 | 141.1541 | 99.6861 | 134.5955 | 99.6861 | 99.6861 | 99.6861 | 136.4523 | 116.1335
|  | 1643 | 3 | 227 | 11 | 69 | 10 | 6 | 10 | 9.2 | 5.58 | 250 | 100336 | 5.032 | 29.9779 | 38.0968 | 0.2 | 123.4829 | 123.4829 | 364.6923 | 123.4829 | 431.1437 | 123.4829 | 123.4829 | 123.4829 | 141.6014 | 141.6014 | 471.6225 | 141.6014 | 518.6107 | 141.6014 | 141.6014 | 141.6014 | 364.2587 | 138.7478
|  | 1644 | 3 | 228 | 12 | 69 | 10 | 6 | 10 | 9.98 | 6 | 251 | 100303 | 4.883 | 34.9036 | 21.3351 | 0.2 | 141.9935 | 141.9935 | 264.5175 | 141.9935 | 455.6834 | 141.9935 | 141.9935 | 141.9935 | 172.2153 | 172.2153 | 424.9978 | 172.2153 | 560.1725 | 172.2153 | 251.7228 | 172.2153 | 412.7819 | 177.8175
|  | 1645 | 3 | 229 | 13 | 69 | 10 | 6 | 10 | 10.76 | 6.43 | 253 | 100271 | 4.703 | 37.0016 | 3.0124 | 0.2 | 152.1097 | 152.1097 | 171.3269 | 152.1097 | 517.2836 | 152.1097 | 152.1097 | 152.1097 | 181.7694 | 181.7694 | 390.2188 | 181.7694 | 634.8471 | 181.7694 | 363.0417 | 181.7694 | 462.2958 | 186.721
|  | 1646 | 3 | 230 | 14 | 69 | 10 | 6 | 10 | 11.12 | 6.11 | 253 | 100231 | 4.74 | 35.9138 | -15.5633 | 0.2 | 151.7957 | 151.7957 | 151.7957 | 151.7957 | 515.9179 | 151.7957 | 253.2091 | 151.7957 | 181.8804 | 181.8804 | 303.742 | 181.8804 | 632.9254 | 181.8804 | 447.1622 | 181.8804 | 461.0343 | 187.2826
|  | 1647 | 3 | 231 | 15 | 69 | 10 | 6 | 10 | 11.49 | 5.78 | 252 | 100192 | 4.78 | 31.8319 | -32.9223 | 0.2 | 130.7313 | 130.7313 | 130.7313 | 130.7313 | 670.0984 | 130.7313 | 479.9608 | 130.7313 | 125.9124 | 125.9124 | 161.033 | 125.9124 | 789.3657 | 125.9124 | 654.918 | 125.9124 | 507.9176 | 109.0201
|  | 1648 | 3 | 232 | 16 | 69 | 10 | 6 | 10 | 11.85 | 5.46 | 252 | 100153 | 4.814 | 25.3694 | -48.3107 | 0.2 | 120.539 | 120.539 | 120.539 | 120.539 | 405.1352 | 120.539 | 440.0832 | 120.539 | 143.5952 | 143.5952 | 143.5952 | 143.5952 | 488.31 | 143.5952 | 513.022 | 143.5952 | 348.4971 | 145.5928
|  | 1649 | 3 | 233 | 17 | 69 | 10 | 6 | 10 | 10.89 | 4.57 | 252 | 100166 | 4.678 | 17.2404 | -61.8063 | 0.2 | 76.4399 | 76.4399 | 76.4399 | 76.4399 | 418.2288 | 76.4399 | 714.0426 | 76.4399 | 74.0995 | 74.0995 | 74.0995 | 74.0995 | 474.5253 | 74.0995 | 683.6973 | 74.0995 | 288.4951 | 63.9964
|  | 1650 | 3 | 234 | 18 | 69 | 10 | 6 | 10 | 9.93 | 3.69 | 252 | 100179 | 4.538 | 8.0604 | -73.9235 | 0.2 | 52.0788 | 52.0788 | 52.0788 | 52.0788 | 150.9117 | 52.0788 | 395.0204 | 52.0788 | 67.7494 | 67.7494 | 67.7494 | 67.7494 | 173.3736 | 67.7494 | 345.9846 | 67.7494 | 122.5423 | 72
|  | 1651 | 3 | 235 | 19 | 69 | 10 | 6 | 10 | 8.98 | 2.8 | 252 | 100192 | 4.398 | 0 | -85.3004 | 0.2 | 0 | 0 | 0 | 0 | 0 | 0 | 0 | 0 | 0 | 0 | 0 | 0 | 0 | 0 | 0 | 0 | 0 | 0
|  | 1652 | 3 | 236 | 20 | 69 | 10 | 6 | 10 | 8.39 | 2.79 | 253 | 100231 | 4.294 | 0 | -96.5968 | 0.2 | 0 | 0 | 0 | 0 | 0 | 0 | 0 | 0 | 0 | 0 | 0 | 0 | 0 | 0 | 0 | 0 | 0 | 0
|  | 1653 | 3 | 237 | 21 | 69 | 10 | 6 | 10 | 7.81 | 2.77 | 254 | 100271 | 4.194 | 0 | -108.5103 | 0.2 | 0 | 0 | 0 | 0 | 0 | 0 | 0 | 0 | 0 | 0 | 0 | 0 | 0 | 0 | 0 | 0 | 0 | 0
|  | 1654 | 3 | 238 | 22 | 69 | 10 | 6 | 10 | 7.22 | 2.76 | 255 | 100310 | 4.092 | 0 | -121.8245 | 0.2 | 0 | 0 | 0 | 0 | 0 | 0 | 0 | 0 | 0 | 0 | 0 | 0 | 0 | 0 | 0 | 0 | 0 | 0
|  | 1655 | 3 | 239 | 23 | 69 | 10 | 6 | 10 | 7.02 | 2.68 | 252 | 100307 | 4.15 | 0 | -137.382 | 0.2 | 0 | 0 | 0 | 0 | 0 | 0 | 0 | 0 | 0 | 0 | 0 | 0 | 0 | 0 | 0 | 0 | 0 | 0
|  | 1656 | 3 | 240 | 24 | 69 | 10 | 6 | 10 | 6.82 | 2.6 | 249 | 100303 | 4.206 | 0 | -155.7726 | 0.2 | 0 | 0 | 0 | 0 | 0 | 0 | 0 | 0 | 0 | 0 | 0 | 0 | 0 | 0 | 0 | 0 | 0 | 0
|  | 1657 | 3 | 241 | 1 | 70 | 11 | 7 | 10 | 6.63 | 2.52 | 246 | 100300 | 4.262 | 0 | -176.6673 | 0.2 | 0 | 0 | 0 | 0 | 0 | 0 | 0 | 0 | 0 | 0 | 0 | 0 | 0 | 0 | 0 | 0 | 0 | 0
|  | 1658 | 3 | 242 | 2 | 70 | 11 | 7 | 10 | 6.38 | 2.86 | 241 | 100290 | 4.201 | 0 | 162.2847 | 0.2 | 0 | 0 | 0 | 0 | 0 | 0 | 0 | 0 | 0 | 0 | 0 | 0 | 0 | 0 | 0 | 0 | 0 | 0
|  | 1659 | 3 | 243 | 3 | 70 | 11 | 7 | 10 | 6.14 | 3.2 | 236 | 100280 | 4.143 | 0 | 143.1058 | 0.2 | 0 | 0 | 0 | 0 | 0 | 0 | 0 | 0 | 0 | 0 | 0 | 0 | 0 | 0 | 0 | 0 | 0 | 0
|  | 1660 | 3 | 244 | 4 | 70 | 11 | 7 | 10 | 5.89 | 3.53 | 231 | 100271 | 4.083 | 0 | 126.7282 | 0.2 | 0 | 0 | 0 | 0 | 0 | 0 | 0 | 0 | 0 | 0 | 0 | 0 | 0 | 0 | 0 | 0 | 0 | 0
|  | 1661 | 3 | 245 | 5 | 70 | 11 | 7 | 10 | 5.47 | 3.46 | 232 | 100287 | 4.113 | 0 | 112.8067 | 0.2 | 0 | 0 | 0 | 0 | 0 | 0 | 0 | 0 | 0 | 0 | 0 | 0 | 0 | 0 | 0 | 0 | 0 | 0
|  | 1662 | 3 | 246 | 6 | 70 | 11 | 7 | 10 | 5.05 | 3.39 | 232 | 100303 | 4.138 | 0 | 100.5398 | 0.2 | 0 | 0 | 0 | 0 | 0 | 0 | 0 | 0 | 0 | 0 | 0 | 0 | 0 | 0 | 0 | 0 | 0 | 0
|  | 1663 | 3 | 247 | 7 | 70 | 11 | 7 | 10 | 4.62 | 3.32 | 233 | 100320 | 4.154 | 0 | 89.1231 | 0.2 | 0 | 0 | 0 | 0 | 0 | 0 | 0 | 0 | 0 | 0 | 0 | 0 | 0 | 0 | 0 | 0 | 0 | 0
|  | 1664 | 3 | 248 | 8 | 70 | 11 | 7 | 10 | 6.02 | 3.77 | 237 | 100339 | 4.482 | 5.3084 | 77.8383 | 0.2 | 0 | 0 | 0 | 0 | 0 | 0 | 0 | 0 | 0 | 0 | 0 | 0 | 0 | 0 | 0 | 0 | 0 | 0
|  | 1665 | 3 | 249 | 9 | 70 | 11 | 7 | 10 | 7.41 | 4.21 | 241 | 100359 | 4.825 | 14.7287 | 66.0168 | 0.2 | 40.1888 | 40.1888 | 93.7889 | 40.1888 | 64.0343 | 40.1888 | 40.1888 | 40.1888 | 56.8976 | 56.8976 | 105.7036 | 56.8976 | 84.6639 | 56.8976 | 56.8976 | 56.8976 | 78.9196 | 63.4977
|  | 1666 | 3 | 250 | 10 | 70 | 11 | 7 | 10 | 8.81 | 4.65 | 245 | 100379 | 5.189 | 23.2719 | 53.0044 | 0.2 | 54.2205 | 54.2205 | 60.8343 | 54.2205 | 59.2035 | 54.2205 | 54.2205 | 54.2205 | 85.1683 | 85.1683 | 92.3633 | 85.1683 | 91.2102 | 85.1683 | 85.1683 | 85.1683 | 106 | 102.4385
|  | 1667 | 3 | 251 | 11 | 70 | 11 | 7 | 10 | 9.74 | 4.35 | 247 | 100346 | 5.145 | 30.3631 | 38.2145 | 0.2 | 57.5201 | 57.5201 | 59.9365 | 57.5201 | 60.5892 | 57.5201 | 57.5201 | 57.5201 | 90.4309 | 90.4309 | 93.7577 | 90.4309 | 94.2192 | 90.4309 | 90.4309 | 90.4309 | 111 | 108.7116
|  | 1668 | 3 | 252 | 12 | 70 | 11 | 7 | 10 | 10.67 | 4.05 | 248 | 100313 | 5.071 | 35.3006 | 21.374 | 0.2 | 68.1132 | 68.1132 | 70.1315 | 68.1132 | 73.2702 | 68.1132 | 68.1132 | 68.1132 | 106.7351 | 106.7351 | 110.9349 | 106.7351 | 113.1543 | 106.7351 | 108.0806 | 106.7351 | 132 | 128.0788
|  | 1669 | 3 | 253 | 13 | 70 | 11 | 7 | 10 | 11.6 | 3.75 | 250 | 100280 | 4.964 | 37.3966 | 2.9479 | 0.2 | 134.9781 | 134.9781 | 141.0346 | 134.9781 | 252.5891 | 134.9781 | 134.9781 | 134.9781 | 193.068 | 193.068 | 261.0103 | 193.068 | 339.8913 | 193.068 | 252.4452 | 193.068 | 311.0443 | 221.0159
|  | 1670 | 3 | 254 | 14 | 70 | 11 | 7 | 10 | 12.13 | 3.22 | 253 | 100235 | 4.972 | 36.2889 | -15.7294 | 0.2 | 67.7256 | 67.7256 | 67.7256 | 67.7256 | 72.4941 | 67.7256 | 69.0686 | 67.7256 | 106.1442 | 106.1442 | 107.7667 | 106.1442 | 112.0882 | 106.1442 | 109.666 | 106.1442 | 131 | 127.3624
|  | 1671 | 3 | 255 | 15 | 70 | 11 | 7 | 10 | 12.66 | 2.69 | 255 | 100189 | 4.973 | 32.1748 | -33.1613 | 0.2 | 83.0707 | 83.0707 | 83.0707 | 83.0707 | 96.434 | 83.0707 | 91.8025 | 83.0707 | 129.3839 | 129.3839 | 130.3109 | 129.3839 | 145.9345 | 129.3839 | 142.6596 | 129.3839 | 165 | 154.9572
|  | 1672 | 3 | 256 | 16 | 70 | 11 | 7 | 10 | 13.19 | 2.15 | 258 | 100143 | 4.967 | 25.6783 | -48.5894 | 0.2 | 81.1151 | 81.1151 | 81.1151 | 81.1151 | 102.3443 | 81.1151 | 105.1859 | 81.1151 | 125.6869 | 125.6869 | 125.6869 | 125.6869 | 151.6097 | 125.6869 | 153.619 | 125.6869 | 165.8286 | 150.3974
|  | 1673 | 3 | 257 | 17 | 70 | 11 | 7 | 10 | 12 | 2.11 | 293 | 100123 | 4.926 | 17.5209 | -62.1026 | 0.2 | 76.5301 | 76.5301 | 76.5301 | 76.5301 | 155.0834 | 76.5301 | 224.9076 | 76.5301 | 106.5572 | 106.5572 | 106.5572 | 106.5572 | 199.5811 | 106.5572 | 248.9543 | 106.5572 | 172.1481 | 119.1456
|  | 1674 | 3 | 258 | 18 | 70 | 11 | 7 | 10 | 10.82 | 2.07 | 328 | 100103 | 4.863 | 8.3216 | -74.2273 | 0.2 | 47.8617 | 47.8617 | 47.8617 | 47.8617 | 113.841 | 47.8617 | 281.4519 | 47.8617 | 63.6329 | 63.6329 | 63.6329 | 63.6329 | 135.3924 | 63.6329 | 253.9112 | 63.6329 | 103.6715 | 68.1676
|  | 1675 | 3 | 259 | 19 | 70 | 11 | 7 | 10 | 9.64 | 2.03 | 3 | 100084 | 4.777 | 0 | -85.6091 | 0.2 | 0 | 0 | 0 | 0 | 0 | 0 | 0 | 0 | 0 | 0 | 0 | 0 | 0 | 0 | 0 | 0 | 0 | 0
|  | 1676 | 3 | 260 | 20 | 70 | 11 | 7 | 10 | 8.04 | 2.22 | 34 | 100081 | 4.618 | 0 | -96.9108 | 0.2 | 0 | 0 | 0 | 0 | 0 | 0 | 0 | 0 | 0 | 0 | 0 | 0 | 0 | 0 | 0 | 0 | 0 | 0
|  | 1677 | 3 | 261 | 21 | 70 | 11 | 7 | 10 | 6.45 | 2.4 | 64 | 100077 | 4.439 | 0 | -108.8293 | 0.2 | 0 | 0 | 0 | 0 | 0 | 0 | 0 | 0 | 0 | 0 | 0 | 0 | 0 | 0 | 0 | 0 | 0 | 0
|  | 1678 | 3 | 262 | 22 | 70 | 11 | 7 | 10 | 4.85 | 2.59 | 95 | 100074 | 4.238 | 0 | -122.1422 | 0.2 | 0 | 0 | 0 | 0 | 0 | 0 | 0 | 0 | 0 | 0 | 0 | 0 | 0 | 0 | 0 | 0 | 0 | 0
|  | 1679 | 3 | 263 | 23 | 70 | 11 | 7 | 10 | 4.26 | 2.58 | 106 | 100044 | 4.265 | 0 | -137.6779 | 0.2 | 0 | 0 | 0 | 0 | 0 | 0 | 0 | 0 | 0 | 0 | 0 | 0 | 0 | 0 | 0 | 0 | 0 | 0
|  | 1680 | 3 | 264 | 24 | 70 | 11 | 7 | 10 | 3.68 | 2.57 | 117 | 100015 | 4.285 | 0 | -156.0044 | 0.2 | 0 | 0 | 0 | 0 | 0 | 0 | 0 | 0 | 0 | 0 | 0 | 0 | 0 | 0 | 0 | 0 | 0 | 0
|  | 1681 | 3 | 265 | 1 | 71 | 12 | 1 | 11 | 3.1 | 2.55 | 129 | 99985 | 4.296 | 0 | -176.7828 | 0.2 | 0 | 0 | 0 | 0 | 0 | 0 | 0 | 0 | 0 | 0 | 0 | 0 | 0 | 0 | 0 | 0 | 0 | 0
|  | 1682 | 3 | 266 | 2 | 71 | 12 | 1 | 11 | 2.42 | 2.55 | 134 | 99890 | 4.166 | 0 | 162.3043 | 0.2 | 0 | 0 | 0 | 0 | 0 | 0 | 0 | 0 | 0 | 0 | 0 | 0 | 0 | 0 | 0 | 0 | 0 | 0
|  | 1683 | 3 | 267 | 3 | 71 | 12 | 1 | 11 | 1.75 | 2.54 | 138 | 99795 | 4.04 | 0 | 143.2291 | 0.2 | 0 | 0 | 0 | 0 | 0 | 0 | 0 | 0 | 0 | 0 | 0 | 0 | 0 | 0 | 0 | 0 | 0 | 0
|  | 1684 | 3 | 268 | 4 | 71 | 12 | 1 | 11 | 1.07 | 2.54 | 143 | 99700 | 3.914 | 0 | 126.9087 | 0.2 | 0 | 0 | 0 | 0 | 0 | 0 | 0 | 0 | 0 | 0 | 0 | 0 | 0 | 0 | 0 | 0 | 0 | 0
|  | 1685 | 3 | 269 | 5 | 71 | 12 | 1 | 11 | 0.91 | 2.34 | 146 | 99645 | 3.89 | 0 | 113.0117 | 0.2 | 0 | 0 | 0 | 0 | 0 | 0 | 0 | 0 | 0 | 0 | 0 | 0 | 0 | 0 | 0 | 0 | 0 | 0
|  | 1686 | 3 | 270 | 6 | 71 | 12 | 1 | 11 | 0.75 | 2.15 | 149 | 99589 | 3.866 | 0 | 100.7524 | 0.2 | 0 | 0 | 0 | 0 | 0 | 0 | 0 | 0 | 0 | 0 | 0 | 0 | 0 | 0 | 0 | 0 | 0 | 0
|  | 1687 | 3 | 271 | 7 | 71 | 12 | 1 | 11 | 0.59 | 1.96 | 152 | 99533 | 3.842 | 0 | 89.3349 | 0.2 | 0 | 0 | 0 | 0 | 0 | 0 | 0 | 0 | 0 | 0 | 0 | 0 | 0 | 0 | 0 | 0 | 0 | 0
|  | 1688 | 3 | 272 | 8 | 71 | 12 | 1 | 11 | 3.22 | 1.41 | 156 | 99523 | 4.338 | 5.6515 | 78.0438 | 0.2 | 5.6423 | 5.6423 | 5.6423 | 5.6423 | 5.6423 | 5.6423 | 5.6423 | 5.6423 | 9.0341 | 9.0341 | 9.0341 | 9.0341 | 9.0341 | 9.0341 | 9.0341 | 9.0341 | 11 | 11
|  | 1689 | 3 | 273 | 9 | 71 | 12 | 1 | 11 | 5.86 | 0.86 | 160 | 99514 | 4.859 | 15.0823 | 66.2089 | 0.2 | 63.2695 | 63.2695 | 421.3925 | 63.2695 | 221.1538 | 63.2695 | 63.2695 | 63.2695 | 69.4501 | 69.4501 | 397.2622 | 69.4501 | 255.672 | 69.4501 | 69.4501 | 69.4501 | 168.8881 | 63.4149
|  | 1690 | 3 | 274 | 10 | 71 | 12 | 1 | 11 | 8.49 | 0.3 | 164 | 99504 | 5.388 | 23.6412 | 53.1703 | 0.2 | 101.1656 | 101.1656 | 446.6844 | 101.1656 | 359.9258 | 101.1656 | 101.1656 | 101.1656 | 111.8273 | 111.8273 | 489.7625 | 111.8273 | 428.4148 | 111.8273 | 111.8273 | 111.8273 | 293.894 | 104.9319
|  | 1691 | 3 | 275 | 11 | 71 | 12 | 1 | 11 | 10.5 | 0.29 | 171 | 99419 | 5.619 | 30.7495 | 38.3318 | 0.2 | 124.4941 | 124.4941 | 337.2149 | 124.4941 | 393.5384 | 124.4941 | 124.4941 | 124.4941 | 151.1973 | 151.1973 | 445.8968 | 151.1973 | 485.7235 | 151.1973 | 151.1973 | 151.1973 | 360.2223 | 156.175
|  | 1692 | 3 | 276 | 12 | 71 | 12 | 1 | 11 | 12.52 | 0.29 | 177 | 99333 | 5.794 | 35.6989 | 21.4116 | 0.2 | 120.753 | 120.753 | 384.5686 | 120.753 | 793.5301 | 120.753 | 120.753 | 120.753 | 95.9214 | 95.9214 | 649.6374 | 95.9214 | 938.8169 | 95.9214 | 276.5459 | 95.9214 | 589.1349 | 69.8779
|  | 1693 | 3 | 277 | 13 | 71 | 12 | 1 | 11 | 14.53 | 0.28 | 184 | 99248 | 5.887 | 37.7924 | 2.8806 | 0.2 | 128.0066 | 128.0066 | 163.8207 | 128.0066 | 839.7635 | 128.0066 | 128.0066 | 128.0066 | 102.0765 | 102.0765 | 518.1784 | 102.0765 | 996.1421 | 102.0765 | 467.5296 | 102.0765 | 627.7736 | 75.1307
|  | 1694 | 3 | 278 | 14 | 71 | 12 | 1 | 11 | 14.84 | 0.75 | 187 | 99166 | 5.72 | 36.6642 | -15.8994 | 0.2 | 131.6208 | 131.6208 | 131.6208 | 131.6208 | 805.0714 | 131.6208 | 323.451 | 131.6208 | 111.4781 | 111.4781 | 344.4208 | 111.4781 | 956.2667 | 111.4781 | 615.7096 | 111.4781 | 608.4858 | 87.2249
|  | 1695 | 3 | 279 | 15 | 71 | 12 | 1 | 11 | 15.16 | 1.23 | 190 | 99084 | 5.546 | 32.5174 | -33.4044 | 0.2 | 142.7121 | 142.7121 | 142.7121 | 142.7121 | 413.0399 | 142.7121 | 320.9899 | 142.7121 | 177.6133 | 177.6133 | 197.5236 | 177.6133 | 514.7357 | 177.6133 | 449.6465 | 177.6133 | 392.3389 | 185.9036
|  | 1696 | 3 | 280 | 16 | 71 | 12 | 1 | 11 | 15.47 | 1.71 | 193 | 99002 | 5.359 | 25.9865 | -48.8716 | 0.2 | 101.0982 | 101.0982 | 101.0982 | 101.0982 | 177.4487 | 101.0982 | 188.5329 | 101.0982 | 146.6777 | 146.6777 | 146.6777 | 146.6777 | 240.6748 | 146.6777 | 248.5125 | 146.6777 | 225.6564 | 169.075
|  | 1697 | 3 | 281 | 17 | 71 | 12 | 1 | 11 | 13.85 | 1.89 | 191 | 99006 | 5.324 | 17.8008 | -62.4017 | 0.2 | 52.9768 | 52.9768 | 52.9768 | 52.9768 | 62.3112 | 52.9768 | 70.8332 | 52.9768 | 82.8349 | 82.8349 | 82.8349 | 82.8349 | 94.0099 | 82.8349 | 100.0358 | 82.8349 | 106 | 99.5306
|  | 1698 | 3 | 282 | 18 | 71 | 12 | 1 | 11 | 12.23 | 2.08 | 189 | 99009 | 5.235 | 8.5822 | -74.5333 | 0.2 | 43.5441 | 43.5441 | 43.5441 | 43.5441 | 89.489 | 43.5441 | 209.591 | 43.5441 | 59.0462 | 59.0462 | 59.0462 | 59.0462 | 109.9196 | 59.0462 | 194.8445 | 59.0462 | 89.9658 | 63.9648
|  | 1699 | 3 | 283 | 19 | 71 | 12 | 1 | 11 | 10.62 | 2.26 | 187 | 99012 | 5.107 | 0 | -85.9196 | 0.2 | 0 | 0 | 0 | 0 | 0 | 0 | 0 | 0 | 0 | 0 | 0 | 0 | 0 | 0 | 0 | 0 | 0 | 0
|  | 1700 | 3 | 284 | 20 | 71 | 12 | 1 | 11 | 9.74 | 2.18 | 185 | 99029 | 5.028 | 0 | -97.2261 | 0.2 | 0 | 0 | 0 | 0 | 0 | 0 | 0 | 0 | 0 | 0 | 0 | 0 | 0 | 0 | 0 | 0 | 0 | 0
|  | 1701 | 3 | 285 | 21 | 71 | 12 | 1 | 11 | 8.87 | 2.1 | 182 | 99045 | 4.941 | 0 | -109.149 | 0.2 | 0 | 0 | 0 | 0 | 0 | 0 | 0 | 0 | 0 | 0 | 0 | 0 | 0 | 0 | 0 | 0 | 0 | 0
|  | 1702 | 3 | 286 | 22 | 71 | 12 | 1 | 11 | 8 | 2.01 | 179 | 99061 | 4.847 | 0 | -122.4601 | 0.2 | 0 | 0 | 0 | 0 | 0 | 0 | 0 | 0 | 0 | 0 | 0 | 0 | 0 | 0 | 0 | 0 | 0 | 0
|  | 1703 | 3 | 287 | 23 | 71 | 12 | 1 | 11 | 8 | 1.91 | 178 | 99055 | 4.952 | 0 | -137.9737 | 0.2 | 0 | 0 | 0 | 0 | 0 | 0 | 0 | 0 | 0 | 0 | 0 | 0 | 0 | 0 | 0 | 0 | 0 | 0
|  | 1704 | 3 | 288 | 24 | 71 | 12 | 1 | 11 | 8 | 1.81 | 176 | 99048 | 5.057 | 0 | -156.236 | 0.2 | 0 | 0 | 0 | 0 | 0 | 0 | 0 | 0 | 0 | 0 | 0 | 0 | 0 | 0 | 0 | 0 | 0 | 0
|  | 1705 | 3 | 289 | 1 | 72 | 13 | 2 | 11 | 8.01 | 1.71 | 174 | 99042 | 5.166 | 0 | -176.8991 | 0.2 | 0 | 0 | 0 | 0 | 0 | 0 | 0 | 0 | 0 | 0 | 0 | 0 | 0 | 0 | 0 | 0 | 0 | 0
|  | 1706 | 3 | 290 | 2 | 72 | 13 | 2 | 11 | 7.88 | 1.65 | 175 | 99006 | 5.269 | 0 | 162.3217 | 0.2 | 0 | 0 | 0 | 0 | 0 | 0 | 0 | 0 | 0 | 0 | 0 | 0 | 0 | 0 | 0 | 0 | 0 | 0
|  | 1707 | 3 | 291 | 3 | 72 | 13 | 2 | 11 | 7.75 | 1.59 | 176 | 98970 | 5.369 | 0 | 143.3495 | 0.2 | 0 | 0 | 0 | 0 | 0 | 0 | 0 | 0 | 0 | 0 | 0 | 0 | 0 | 0 | 0 | 0 | 0 | 0
|  | 1708 | 3 | 292 | 4 | 72 | 13 | 2 | 11 | 7.62 | 1.53 | 177 | 98934 | 5.467 | 0 | 127.0866 | 0.2 | 0 | 0 | 0 | 0 | 0 | 0 | 0 | 0 | 0 | 0 | 0 | 0 | 0 | 0 | 0 | 0 | 0 | 0
|  | 1709 | 3 | 293 | 5 | 72 | 13 | 2 | 11 | 7.4 | 1.6 | 174 | 98930 | 5.368 | 0 | 113.2147 | 0.2 | 0 | 0 | 0 | 0 | 0 | 0 | 0 | 0 | 0 | 0 | 0 | 0 | 0 | 0 | 0 | 0 | 0 | 0
|  | 1710 | 3 | 294 | 6 | 72 | 13 | 2 | 11 | 7.18 | 1.67 | 171 | 98927 | 5.271 | 0 | 100.9635 | 0.2 | 0 | 0 | 0 | 0 | 0 | 0 | 0 | 0 | 0 | 0 | 0 | 0 | 0 | 0 | 0 | 0 | 0 | 0
|  | 1711 | 3 | 295 | 7 | 72 | 13 | 2 | 11 | 6.96 | 1.74 | 168 | 98924 | 5.175 | 0 | 89.5457 | 0.2 | 0 | 0 | 0 | 0 | 0 | 0 | 0 | 0 | 0 | 0 | 0 | 0 | 0 | 0 | 0 | 0 | 0 | 0
|  | 1712 | 3 | 296 | 8 | 72 | 13 | 2 | 11 | 7.61 | 1.83 | 167 | 98930 | 5.201 | 5.996 | 78.2488 | 0.2 | 3.5768 | 3.5768 | 3.5768 | 3.5768 | 3.5768 | 3.5768 | 3.5768 | 3.5768 | 5.7392 | 5.7392 | 5.7392 | 5.7392 | 5.7392 | 5.7392 | 5.7392 | 5.7392 | 7 | 7
|  | 1713 | 3 | 297 | 9 | 72 | 13 | 2 | 11 | 8.25 | 1.91 | 166 | 98937 | 5.215 | 15.4373 | 66.4009 | 0.2 | 62.1885 | 62.1885 | 364.0602 | 62.1885 | 194.0675 | 62.1885 | 62.1885 | 62.1885 | 69.8165 | 69.8165 | 347.5964 | 69.8165 | 227.3934 | 69.8165 | 69.8165 | 69.8165 | 155.5388 | 64.5704
|  | 1714 | 3 | 298 | 10 | 72 | 13 | 2 | 11 | 8.9 | 2 | 164 | 98943 | 5.221 | 24.0117 | 53.3362 | 0.2 | 72.1126 | 72.1126 | 117.4049 | 72.1126 | 105.828 | 72.1126 | 72.1126 | 72.1126 | 107.0388 | 107.0388 | 156.8512 | 107.0388 | 148.6651 | 107.0388 | 107.0388 | 107.0388 | 149.6451 | 124.4921
|  | 1715 | 3 | 299 | 11 | 72 | 13 | 2 | 11 | 9.63 | 2.2 | 166 | 98917 | 5.215 | 31.1371 | 38.4486 | 0.2 | 106.1256 | 106.1256 | 166.3583 | 106.1256 | 181.9881 | 106.1256 | 106.1256 | 106.1256 | 154.0322 | 154.0322 | 238.0024 | 154.0322 | 249.0544 | 154.0322 | 154.0322 | 154.0322 | 236.0547 | 177.5355
|  | 1716 | 3 | 300 | 12 | 72 | 13 | 2 | 11 | 10.37 | 2.4 | 168 | 98891 | 5.197 | 36.0981 | 21.4478 | 0.2 | 98.8229 | 98.8229 | 106.9208 | 98.8229 | 119.4355 | 98.8229 | 98.8229 | 98.8229 | 153.073 | 153.073 | 170.2175 | 153.073 | 179.0668 | 153.073 | 158.7654 | 153.073 | 199.0252 | 182.877
|  | 1717 | 3 | 301 | 13 | 72 | 13 | 2 | 11 | 11.11 | 2.61 | 170 | 98865 | 5.163 | 38.189 | 2.8105 | 0.2 | 129.0998 | 129.0998 | 133.578 | 129.0998 | 220.3197 | 129.0998 | 129.0998 | 129.0998 | 186.5312 | 186.5312 | 240.497 | 186.5312 | 301.8327 | 186.5312 | 234.1639 | 186.5312 | 286.0236 | 214.1826
|  | 1718 | 3 | 302 | 14 | 72 | 13 | 2 | 11 | 12.2 | 2.92 | 172 | 98832 | 5.49 | 37.0396 | -16.0732 | 0.2 | 138.4566 | 138.4566 | 138.4566 | 138.4566 | 262.9848 | 138.4566 | 174.3368 | 138.4566 | 197.266 | 197.266 | 241.0476 | 197.266 | 354.4735 | 197.266 | 291.7899 | 197.266 | 323.3051 | 225.5083
|  | 1719 | 3 | 303 | 15 | 72 | 13 | 2 | 11 | 13.28 | 3.23 | 174 | 98799 | 5.832 | 32.8596 | -33.6514 | 0.2 | 130.9914 | 130.9914 | 130.9914 | 130.9914 | 260.7108 | 130.9914 | 217.3445 | 130.9914 | 185.8731 | 185.8731 | 195.9877 | 185.8731 | 348.774 | 185.8731 | 318.1093 | 185.8731 | 313.0909 | 212.4338
|  | 1720 | 3 | 304 | 16 | 72 | 13 | 2 | 11 | 14.37 | 3.54 | 176 | 98767 | 6.193 | 26.294 | -49.1572 | 0.2 | 99.0786 | 99.0786 | 99.0786 | 99.0786 | 167.06 | 99.0786 | 177.7171 | 99.0786 | 144.3101 | 144.3101 | 144.3101 | 144.3101 | 228.6982 | 144.3101 | 236.2339 | 144.3101 | 217.9161 | 166.5547
|  | 1721 | 3 | 305 | 17 | 72 | 13 | 2 | 11 | 13.09 | 3.47 | 180 | 98796 | 6.159 | 18.0797 | -62.7036 | 0.2 | 69.6276 | 69.6276 | 69.6276 | 69.6276 | 111.7888 | 69.6276 | 151.326 | 69.6276 | 102.568 | 102.568 | 102.568 | 102.568 | 153.6031 | 102.568 | 181.5601 | 102.568 | 149.0268 | 119.0135
|  | 1722 | 3 | 306 | 18 | 72 | 13 | 2 | 11 | 11.81 | 3.39 | 185 | 98826 | 6.086 | 8.842 | -74.8415 | 0.2 | 43.9889 | 43.9889 | 43.9889 | 43.9889 | 85.7601 | 43.9889 | 198.1736 | 43.9889 | 59.7549 | 59.7549 | 59.7549 | 59.7549 | 106.8627 | 59.7549 | 186.351 | 59.7549 | 89.5696 | 64.7202
|  | 1723 | 3 | 307 | 19 | 72 | 13 | 2 | 11 | 10.54 | 3.31 | 190 | 98855 | 5.982 | 0 | -86.2316 | 0.2 | 3.6201 | 3.6201 | 3.6201 | 3.6201 | 3.6367 | 3.6201 | 3.8715 | 3.6201 | 5.7589 | 5.7589 | 5.7589 | 5.7589 | 5.7677 | 5.7589 | 5.9337 | 5.7589 | 6.978 | 6.978
|  | 1724 | 3 | 308 | 20 | 72 | 13 | 2 | 11 | 9.72 | 2.86 | 195 | 98940 | 5.881 | 0 | -97.5425 | 0.2 | 0 | 0 | 0 | 0 | 0 | 0 | 0 | 0 | 0 | 0 | 0 | 0 | 0 | 0 | 0 | 0 | 0 | 0
|  | 1725 | 3 | 309 | 21 | 72 | 13 | 2 | 11 | 8.91 | 2.41 | 200 | 99025 | 5.776 | 0 | -109.4695 | 0.2 | 0 | 0 | 0 | 0 | 0 | 0 | 0 | 0 | 0 | 0 | 0 | 0 | 0 | 0 | 0 | 0 | 0 | 0
|  | 1726 | 3 | 310 | 22 | 72 | 13 | 2 | 11 | 8.09 | 1.96 | 205 | 99111 | 5.658 | 0 | -122.7781 | 0.2 | 0 | 0 | 0 | 0 | 0 | 0 | 0 | 0 | 0 | 0 | 0 | 0 | 0 | 0 | 0 | 0 | 0 | 0
|  | 1727 | 3 | 311 | 23 | 72 | 13 | 2 | 11 | 8.12 | 1.51 | 203 | 99186 | 5.972 | 0 | -138.2691 | 0.2 | 0 | 0 | 0 | 0 | 0 | 0 | 0 | 0 | 0 | 0 | 0 | 0 | 0 | 0 | 0 | 0 | 0 | 0
|  | 1728 | 3 | 312 | 24 | 72 | 13 | 2 | 11 | 8.16 | 1.06 | 202 | 99261 | 6.292 | 0 | -156.4672 | 0.2 | 0 | 0 | 0 | 0 | 0 | 0 | 0 | 0 | 0 | 0 | 0 | 0 | 0 | 0 | 0 | 0 | 0 | 0
|  | 1729 | 3 | 313 | 1 | 73 | 14 | 3 | 11 | 8.2 | 0.61 | 201 | 99337 | 6.614 | 0 | -177.016 | 0.2 | 0 | 0 | 0 | 0 | 0 | 0 | 0 | 0 | 0 | 0 | 0 | 0 | 0 | 0 | 0 | 0 | 0 | 0
|  | 1730 | 3 | 314 | 2 | 73 | 14 | 3 | 11 | 8.31 | 0.88 | 203 | 99386 | 6.599 | 0 | 162.337 | 0.2 | 0 | 0 | 0 | 0 | 0 | 0 | 0 | 0 | 0 | 0 | 0 | 0 | 0 | 0 | 0 | 0 | 0 | 0
|  | 1731 | 3 | 315 | 3 | 73 | 14 | 3 | 11 | 8.43 | 1.15 | 205 | 99435 | 6.587 | 0 | 143.4672 | 0.2 | 0 | 0 | 0 | 0 | 0 | 0 | 0 | 0 | 0 | 0 | 0 | 0 | 0 | 0 | 0 | 0 | 0 | 0
|  | 1732 | 3 | 316 | 4 | 73 | 14 | 3 | 11 | 8.54 | 1.42 | 208 | 99484 | 6.571 | 0 | 127.2619 | 0.2 | 0 | 0 | 0 | 0 | 0 | 0 | 0 | 0 | 0 | 0 | 0 | 0 | 0 | 0 | 0 | 0 | 0 | 0
|  | 1733 | 3 | 317 | 5 | 73 | 14 | 3 | 11 | 8.46 | 1.6 | 202 | 99546 | 6.589 | 0 | 113.4158 | 0.2 | 0 | 0 | 0 | 0 | 0 | 0 | 0 | 0 | 0 | 0 | 0 | 0 | 0 | 0 | 0 | 0 | 0 | 0
|  | 1734 | 3 | 318 | 6 | 73 | 14 | 3 | 11 | 8.37 | 1.78 | 197 | 99609 | 6.602 | 0 | 101.1733 | 0.2 | 0 | 0 | 0 | 0 | 0 | 0 | 0 | 0 | 0 | 0 | 0 | 0 | 0 | 0 | 0 | 0 | 0 | 0
|  | 1735 | 3 | 319 | 7 | 73 | 14 | 3 | 11 | 8.28 | 1.96 | 192 | 99671 | 6.614 | 0 | 89.7557 | 0.2 | 0 | 0 | 0 | 0 | 0 | 0 | 0 | 0 | 0 | 0 | 0 | 0 | 0 | 0 | 0 | 0 | 0 | 0
|  | 1736 | 3 | 320 | 8 | 73 | 14 | 3 | 11 | 9.7 | 2.22 | 190 | 99727 | 7.03 | 6.3419 | 78.4532 | 0.2 | 6.6765 | 6.6765 | 6.6765 | 6.6765 | 6.6765 | 6.6765 | 6.6765 | 6.6765 | 10.6825 | 10.6825 | 10.6825 | 10.6825 | 10.6825 | 10.6825 | 10.6825 | 10.6825 | 13 | 13
|  | 1737 | 3 | 321 | 9 | 73 | 14 | 3 | 11 | 11.13 | 2.48 | 189 | 99782 | 7.46 | 15.7935 | 66.5926 | 0.2 | 42.8172 | 42.8172 | 80.6578 | 42.8172 | 59.1981 | 42.8172 | 42.8172 | 42.8172 | 64.2712 | 64.2712 | 99.2755 | 64.2712 | 84.1012 | 64.2712 | 64.2712 | 64.2712 | 86.8474 | 75.1844
|  | 1738 | 3 | 322 | 10 | 73 | 14 | 3 | 11 | 12.55 | 2.74 | 188 | 99838 | 7.892 | 24.3834 | 53.5019 | 0.2 | 78.8146 | 78.8146 | 142.6577 | 78.8146 | 126.0528 | 78.8146 | 78.8146 | 78.8146 | 115.8147 | 115.8147 | 186.4132 | 115.8147 | 174.6718 | 115.8147 | 115.8147 | 115.8147 | 170.2728 | 134.2745
|  | 1739 | 3 | 323 | 11 | 73 | 14 | 3 | 11 | 13.58 | 2.21 | 191 | 99838 | 7.904 | 31.5258 | 38.565 | 0.2 | 118.7929 | 118.7929 | 234.1886 | 118.7929 | 263.5277 | 118.7929 | 118.7929 | 118.7929 | 160.0827 | 160.0827 | 321.9704 | 160.0827 | 342.7163 | 160.0827 | 160.0827 | 160.0827 | 289.7157 | 176.1676
|  | 1740 | 3 | 324 | 12 | 73 | 14 | 3 | 11 | 14.62 | 1.68 | 194 | 99838 | 7.879 | 36.4984 | 21.4827 | 0.2 | 144.1206 | 144.1206 | 320.2734 | 144.1206 | 591.706 | 144.1206 | 144.1206 | 144.1206 | 153.4842 | 153.4842 | 529.7032 | 153.4842 | 721.635 | 153.4842 | 280.5855 | 153.4842 | 500.5163 | 144.6151
|  | 1741 | 3 | 325 | 13 | 73 | 14 | 3 | 11 | 15.65 | 1.14 | 197 | 99838 | 7.804 | 38.5861 | 2.7378 | 0.2 | 94.2445 | 94.2445 | 94.9582 | 94.2445 | 109.1686 | 94.2445 | 94.2445 | 94.2445 | 146.4344 | 146.4344 | 155.3688 | 146.4344 | 165.4171 | 146.4344 | 154.3595 | 146.4344 | 187 | 175.0785
|  | 1742 | 3 | 326 | 14 | 73 | 14 | 3 | 11 | 15.81 | 1.36 | 253 | 99831 | 7.667 | 37.4151 | -16.2508 | 0.2 | 82.5375 | 82.5375 | 82.5375 | 82.5375 | 92.3734 | 82.5375 | 85.4045 | 82.5375 | 128.7338 | 128.7338 | 132.2484 | 128.7338 | 141.2308 | 128.7338 | 136.303 | 128.7338 | 162 | 154.1626
|  | 1743 | 3 | 327 | 15 | 73 | 14 | 3 | 11 | 15.96 | 1.58 | 309 | 99825 | 7.523 | 33.2013 | -33.9022 | 0.2 | 121.6897 | 121.6897 | 121.6897 | 121.6897 | 210.7232 | 121.6897 | 181.5227 | 121.6897 | 175.7619 | 175.7619 | 183.0919 | 175.7619 | 288.3564 | 175.7619 | 267.7085 | 175.7619 | 272.1756 | 201.9764
|  | 1744 | 3 | 328 | 16 | 73 | 14 | 3 | 11 | 16.12 | 1.79 | 5 | 99818 | 7.378 | 26.6007 | -49.4462 | 0.2 | 115.3531 | 115.3531 | 115.3531 | 115.3531 | 259.1053 | 115.3531 | 283.3456 | 115.3531 | 156.382 | 156.382 | 156.382 | 156.382 | 336.3231 | 156.382 | 353.4635 | 156.382 | 283.8695 | 173.1466
|  | 1745 | 3 | 329 | 17 | 73 | 14 | 3 | 11 | 14.69 | 1.92 | 24 | 99835 | 7.38 | 18.3578 | -63.008 | 0.2 | 99.5435 | 99.5435 | 99.5435 | 99.5435 | 297.353 | 99.5435 | 487.9013 | 99.5435 | 121.1729 | 121.1729 | 121.1729 | 121.1729 | 363.3114 | 121.1729 | 498.0494 | 121.1729 | 268.434 | 123.808
|  | 1746 | 3 | 330 | 18 | 73 | 14 | 3 | 11 | 13.27 | 2.05 | 42 | 99851 | 7.322 | 9.101 | -75.1517 | 0.2 | 46.6519 | 46.6519 | 46.6519 | 46.6519 | 94.6389 | 46.6519 | 227.6567 | 46.6519 | 63.0655 | 63.0655 | 63.0655 | 63.0655 | 118.2087 | 63.0655 | 212.2665 | 63.0655 | 98.2957 | 68.2984
|  | 1747 | 3 | 331 | 19 | 73 | 14 | 3 | 11 | 11.85 | 2.18 | 61 | 99868 | 7.208 | 0 | -86.5452 | 0.2 | 7.4163 | 7.4163 | 7.4163 | 7.4163 | 9.6263 | 7.4163 | 44.0229 | 7.4163 | 9.5962 | 9.5962 | 9.5962 | 9.5962 | 10.851 | 9.5962 | 35.1731 | 9.5962 | 9.6155 | 9.6155
|  | 1748 | 3 | 332 | 20 | 73 | 14 | 3 | 11 | 10.48 | 2.4 | 74 | 99890 | 6.794 | 0 | -97.86 | 0.2 | 0 | 0 | 0 | 0 | 0 | 0 | 0 | 0 | 0 | 0 | 0 | 0 | 0 | 0 | 0 | 0 | 0 | 0
|  | 1749 | 3 | 333 | 21 | 73 | 14 | 3 | 11 | 9.12 | 2.61 | 86 | 99913 | 6.397 | 0 | -109.7905 | 0.2 | 0 | 0 | 0 | 0 | 0 | 0 | 0 | 0 | 0 | 0 | 0 | 0 | 0 | 0 | 0 | 0 | 0 | 0
|  | 1750 | 3 | 334 | 22 | 73 | 14 | 3 | 11 | 7.75 | 2.83 | 99 | 99936 | 6.006 | 0 | -123.0962 | 0.2 | 0 | 0 | 0 | 0 | 0 | 0 | 0 | 0 | 0 | 0 | 0 | 0 | 0 | 0 | 0 | 0 | 0 | 0
|  | 1751 | 3 | 335 | 23 | 73 | 14 | 3 | 11 | 7.12 | 2.73 | 108 | 99923 | 5.859 | 0 | -138.564 | 0.2 | 0 | 0 | 0 | 0 | 0 | 0 | 0 | 0 | 0 | 0 | 0 | 0 | 0 | 0 | 0 | 0 | 0 | 0
|  | 1752 | 3 | 336 | 24 | 73 | 14 | 3 | 11 | 6.49 | 2.63 | 116 | 99910 | 5.712 | 0 | -156.698 | 0.2 | 0 | 0 | 0 | 0 | 0 | 0 | 0 | 0 | 0 | 0 | 0 | 0 | 0 | 0 | 0 | 0 | 0 | 0
|  | 1753 | 3 | 337 | 1 | 74 | 15 | 4 | 11 | 5.87 | 2.52 | 125 | 99897 | 5.57 | 0 | -177.1333 | 0.2 | 0 | 0 | 0 | 0 | 0 | 0 | 0 | 0 | 0 | 0 | 0 | 0 | 0 | 0 | 0 | 0 | 0 | 0
|  | 1754 | 3 | 338 | 2 | 74 | 15 | 4 | 11 | 5.42 | 2.33 | 126 | 99871 | 5.397 | 0 | 162.3504 | 0.2 | 0 | 0 | 0 | 0 | 0 | 0 | 0 | 0 | 0 | 0 | 0 | 0 | 0 | 0 | 0 | 0 | 0 | 0
|  | 1755 | 3 | 339 | 3 | 74 | 15 | 4 | 11 | 4.98 | 2.14 | 127 | 99845 | 5.232 | 0 | 143.5821 | 0.2 | 0 | 0 | 0 | 0 | 0 | 0 | 0 | 0 | 0 | 0 | 0 | 0 | 0 | 0 | 0 | 0 | 0 | 0
|  | 1756 | 3 | 340 | 4 | 74 | 15 | 4 | 11 | 4.53 | 1.94 | 128 | 99818 | 5.068 | 0 | 127.4347 | 0.2 | 0 | 0 | 0 | 0 | 0 | 0 | 0 | 0 | 0 | 0 | 0 | 0 | 0 | 0 | 0 | 0 | 0 | 0
|  | 1757 | 3 | 341 | 5 | 74 | 15 | 4 | 11 | 4.02 | 1.91 | 130 | 99805 | 4.929 | 0 | 113.6149 | 0.2 | 0 | 0 | 0 | 0 | 0 | 0 | 0 | 0 | 0 | 0 | 0 | 0 | 0 | 0 | 0 | 0 | 0 | 0
|  | 1758 | 3 | 342 | 6 | 74 | 15 | 4 | 11 | 3.5 | 1.88 | 132 | 99792 | 4.79 | 0 | 101.3816 | 0.2 | 0 | 0 | 0 | 0 | 0 | 0 | 0 | 0 | 0 | 0 | 0 | 0 | 0 | 0 | 0 | 0 | 0 | 0
|  | 1759 | 3 | 343 | 7 | 74 | 15 | 4 | 11 | 2.98 | 1.85 | 133 | 99779 | 4.654 | 0 | 89.9647 | 0.2 | 0 | 0 | 0 | 0 | 0 | 0 | 0 | 0 | 0 | 0 | 0 | 0 | 0 | 0 | 0 | 0 | 0 | 0
|  | 1760 | 3 | 344 | 8 | 74 | 15 | 4 | 11 | 5.56 | 2.07 | 129 | 99776 | 5.251 | 6.689 | 78.6572 | 0.2 | 10.3277 | 10.3277 | 10.3277 | 10.3277 | 10.3277 | 10.3277 | 10.3277 | 10.3277 | 16.4744 | 16.4744 | 16.4744 | 16.4744 | 16.4744 | 16.4744 | 16.4744 | 16.4744 | 20 | 20
|  | 1761 | 3 | 345 | 9 | 74 | 15 | 4 | 11 | 8.15 | 2.3 | 125 | 99773 | 5.885 | 16.1508 | 66.7841 | 0.2 | 61.2116 | 61.2116 | 599.5047 | 61.2116 | 292.1008 | 61.2116 | 61.2116 | 61.2116 | 57.8005 | 57.8005 | 558.3719 | 57.8005 | 341.0045 | 57.8005 | 57.8005 | 57.8005 | 216.6003 | 46.9783
|  | 1762 | 3 | 346 | 10 | 74 | 15 | 4 | 11 | 10.73 | 2.52 | 121 | 99769 | 6.537 | 24.756 | 53.6675 | 0.2 | 89.6155 | 89.6155 | 661.4679 | 89.6155 | 510.1824 | 89.6155 | 89.6155 | 89.6155 | 77.5956 | 77.5956 | 713.4185 | 77.5956 | 606.4435 | 77.5956 | 77.5956 | 77.5956 | 387.9299 | 60.5929
|  | 1763 | 3 | 347 | 11 | 74 | 15 | 4 | 11 | 12.69 | 2.95 | 114 | 99681 | 6.804 | 31.9154 | 38.6811 | 0.2 | 112.4706 | 112.4706 | 555.6585 | 112.4706 | 666.0328 | 112.4706 | 112.4706 | 112.4706 | 93.946 | 93.946 | 719.6218 | 93.946 | 797.6682 | 93.946 | 93.946 | 93.946 | 512.9827 | 71.3313
|  | 1764 | 3 | 348 | 12 | 74 | 15 | 4 | 11 | 14.66 | 3.37 | 108 | 99592 | 7.007 | 36.8994 | 21.5165 | 0.2 | 120.3803 | 120.3803 | 385.8962 | 120.3803 | 793.8645 | 120.3803 | 120.3803 | 120.3803 | 95.6774 | 95.6774 | 667.7612 | 95.6774 | 956.2384 | 95.6774 | 292.265 | 95.6774 | 615.646 | 72.1132
|  | 1765 | 3 | 349 | 13 | 74 | 15 | 4 | 11 | 16.63 | 3.79 | 102 | 99504 | 7.123 | 38.9837 | 2.6625 | 0.2 | 127.8504 | 127.8504 | 161.1183 | 127.8504 | 843.2495 | 127.8504 | 127.8504 | 127.8504 | 98.5342 | 98.5342 | 531.9032 | 98.5342 | 1014.2428 | 98.5342 | 484.8553 | 98.5342 | 649.6912 | 70.0828
|  | 1766 | 3 | 350 | 14 | 74 | 15 | 4 | 11 | 17.42 | 4.04 | 96 | 99428 | 7.093 | 37.7905 | -16.432 | 0.2 | 125.0426 | 125.0426 | 125.0426 | 125.0426 | 832.6536 | 125.0426 | 333.7328 | 125.0426 | 95.6259 | 95.6259 | 352.5647 | 95.6259 | 1000.4876 | 95.6259 | 647.6973 | 95.6259 | 639.4449 | 67.3883
|  | 1767 | 3 | 351 | 15 | 74 | 15 | 4 | 11 | 18.22 | 4.29 | 91 | 99353 | 7.044 | 33.5423 | -34.1568 | 0.2 | 124.4113 | 124.4113 | 124.4113 | 124.4113 | 723.2041 | 124.4113 | 530.6912 | 124.4113 | 106.5871 | 106.5871 | 158.5161 | 106.5871 | 869.2098 | 106.5871 | 733.0827 | 106.5871 | 563.6423 | 83.9236
|  | 1768 | 3 | 352 | 16 | 74 | 15 | 4 | 11 | 19.01 | 4.54 | 86 | 99278 | 6.962 | 26.9064 | -49.7383 | 0.2 | 119.3271 | 119.3271 | 119.3271 | 119.3271 | 524.3089 | 119.3271 | 597.5135 | 119.3271 | 121.5658 | 121.5658 | 121.5658 | 121.5658 | 632.7905 | 121.5658 | 684.554 | 121.5658 | 427.8184 | 109.8193
|  | 1769 | 3 | 353 | 17 | 74 | 15 | 4 | 11 | 17.34 | 4.1 | 88 | 99274 | 6.72 | 18.635 | -63.315 | 0.2 | 95.1798 | 95.1798 | 95.1798 | 95.1798 | 250.1365 | 95.1798 | 403.4779 | 95.1798 | 120.0962 | 120.0962 | 120.0962 | 120.0962 | 311.9436 | 120.0962 | 420.3723 | 120.0962 | 241.9915 | 125.635
|  | 1770 | 3 | 354 | 18 | 74 | 15 | 4 | 11 | 15.67 | 3.66 | 90 | 99271 | 6.448 | 9.3593 | -75.4637 | 0.2 | 59.3437 | 59.3437 | 59.3437 | 59.3437 | 152.9562 | 59.3437 | 420.3726 | 59.3437 | 76.5609 | 76.5609 | 76.5609 | 76.5609 | 186.2224 | 76.5609 | 375.3143 | 76.5609 | 142.4721 | 81
|  | 1771 | 3 | 355 | 19 | 74 | 15 | 4 | 11 | 14.01 | 3.21 | 93 | 99268 | 6.158 | 0 | -86.86 | 0.2 | 7.9075 | 7.9075 | 7.9075 | 7.9075 | 16.6805 | 7.9075 | 167.8323 | 7.9075 | 11.3014 | 11.3014 | 11.3014 | 11.3014 | 16.6542 | 11.3014 | 123.5347 | 11.3014 | 12.6625 | 12.6625
|  | 1772 | 3 | 356 | 20 | 74 | 15 | 4 | 11 | 12.48 | 3.09 | 98 | 99271 | 5.83 | 0 | -98.1784 | 0.2 | 0 | 0 | 0 | 0 | 0 | 0 | 0 | 0 | 0 | 0 | 0 | 0 | 0 | 0 | 0 | 0 | 0 | 0
|  | 1773 | 3 | 357 | 21 | 74 | 15 | 4 | 11 | 10.95 | 2.97 | 103 | 99274 | 5.502 | 0 | -110.1119 | 0.2 | 0 | 0 | 0 | 0 | 0 | 0 | 0 | 0 | 0 | 0 | 0 | 0 | 0 | 0 | 0 | 0 | 0 | 0
|  | 1774 | 3 | 358 | 22 | 74 | 15 | 4 | 11 | 9.42 | 2.86 | 108 | 99278 | 5.176 | 0 | -123.4142 | 0.2 | 0 | 0 | 0 | 0 | 0 | 0 | 0 | 0 | 0 | 0 | 0 | 0 | 0 | 0 | 0 | 0 | 0 | 0
|  | 1775 | 3 | 359 | 23 | 74 | 15 | 4 | 11 | 8.67 | 2.91 | 108 | 99251 | 5.186 | 0 | -138.8583 | 0.2 | 0 | 0 | 0 | 0 | 0 | 0 | 0 | 0 | 0 | 0 | 0 | 0 | 0 | 0 | 0 | 0 | 0 | 0
|  | 1776 | 3 | 360 | 24 | 74 | 15 | 4 | 11 | 7.92 | 2.97 | 108 | 99225 | 5.181 | 0 | -156.9282 | 0.2 | 0 | 0 | 0 | 0 | 0 | 0 | 0 | 0 | 0 | 0 | 0 | 0 | 0 | 0 | 0 | 0 | 0 | 0
|  | 1777 | 3 | 361 | 1 | 75 | 16 | 5 | 11 | 7.18 | 3.03 | 109 | 99199 | 5.166 | 0 | -177.251 | 0.2 | 0 | 0 | 0 | 0 | 0 | 0 | 0 | 0 | 0 | 0 | 0 | 0 | 0 | 0 | 0 | 0 | 0 | 0
|  | 1778 | 3 | 362 | 2 | 75 | 16 | 5 | 11 | 7.31 | 3.14 | 100 | 99127 | 5.158 | 0 | 162.3619 | 0.2 | 0 | 0 | 0 | 0 | 0 | 0 | 0 | 0 | 0 | 0 | 0 | 0 | 0 | 0 | 0 | 0 | 0 | 0
|  | 1779 | 3 | 363 | 3 | 75 | 16 | 5 | 11 | 7.45 | 3.24 | 92 | 99055 | 5.152 | 0 | 143.6945 | 0.2 | 0 | 0 | 0 | 0 | 0 | 0 | 0 | 0 | 0 | 0 | 0 | 0 | 0 | 0 | 0 | 0 | 0 | 0
|  | 1780 | 3 | 364 | 4 | 75 | 16 | 5 | 11 | 7.58 | 3.34 | 83 | 98983 | 5.143 | 0 | 127.605 | 0.2 | 0 | 0 | 0 | 0 | 0 | 0 | 0 | 0 | 0 | 0 | 0 | 0 | 0 | 0 | 0 | 0 | 0 | 0
|  | 1781 | 3 | 365 | 5 | 75 | 16 | 5 | 11 | 7.22 | 3.53 | 84 | 98963 | 5.175 | 0 | 113.812 | 0.2 | 0 | 0 | 0 | 0 | 0 | 0 | 0 | 0 | 0 | 0 | 0 | 0 | 0 | 0 | 0 | 0 | 0 | 0
|  | 1782 | 3 | 366 | 6 | 75 | 16 | 5 | 11 | 6.86 | 3.71 | 85 | 98943 | 5.203 | 0 | 101.5886 | 0.2 | 0 | 0 | 0 | 0 | 0 | 0 | 0 | 0 | 0 | 0 | 0 | 0 | 0 | 0 | 0 | 0 | 0 | 0
|  | 1783 | 3 | 367 | 7 | 75 | 16 | 5 | 11 | 6.5 | 3.9 | 86 | 98924 | 5.225 | 0 | 90.1729 | 0.2 | 0 | 0 | 0 | 0 | 0 | 0 | 0 | 0 | 0 | 0 | 0 | 0 | 0 | 0 | 0 | 0 | 0 | 0
|  | 1784 | 3 | 368 | 8 | 75 | 16 | 5 | 11 | 7.95 | 4.04 | 88 | 98904 | 5.543 | 7.0372 | 78.8607 | 0.2 | 10.8477 | 10.8477 | 10.8477 | 10.8477 | 10.8477 | 10.8477 | 10.8477 | 10.8477 | 17.3006 | 17.3006 | 17.3006 | 17.3006 | 17.3006 | 17.3006 | 17.3006 | 17.3006 | 21 | 21
|  | 1785 | 3 | 369 | 9 | 75 | 16 | 5 | 11 | 9.39 | 4.18 | 89 | 98884 | 5.859 | 16.509 | 66.9755 | 0.2 | 34.2043 | 34.2043 | 36.512 | 34.2043 | 35.185 | 34.2043 | 34.2043 | 34.2043 | 54.0807 | 54.0807 | 56.238 | 54.0807 | 55.2997 | 54.0807 | 54.0807 | 54.0807 | 66 | 65.2568
|  | 1786 | 3 | 370 | 10 | 75 | 16 | 5 | 11 | 10.84 | 4.32 | 90 | 98865 | 6.179 | 25.1295 | 53.8331 | 0.2 | 25.007 | 25.007 | 25.007 | 25.007 | 25.007 | 25.007 | 25.007 | 25.007 | 39.6944 | 39.6944 | 39.6944 | 39.6944 | 39.6944 | 39.6944 | 39.6944 | 39.6944 | 48 | 48
|  | 1787 | 3 | 371 | 11 | 75 | 16 | 5 | 11 | 11.85 | 4.68 | 88 | 98812 | 6.336 | 32.3058 | 38.797 | 0.2 | 40.9849 | 40.9849 | 40.9849 | 40.9849 | 40.9849 | 40.9849 | 40.9849 | 40.9849 | 64.7499 | 64.7499 | 64.7499 | 64.7499 | 64.7499 | 64.7499 | 64.7499 | 64.7499 | 78 | 78
|  | 1788 | 3 | 372 | 12 | 75 | 16 | 5 | 11 | 12.87 | 5.03 | 85 | 98760 | 6.487 | 37.3011 | 21.549 | 0.2 | 100.4047 | 100.4047 | 108.2679 | 100.4047 | 120.3165 | 100.4047 | 100.4047 | 100.4047 | 155.4862 | 155.4862 | 172.5787 | 155.4862 | 181.0983 | 155.4862 | 161.4585 | 155.4862 | 202.0241 | 185.7148
|  | 1789 | 3 | 373 | 13 | 75 | 16 | 5 | 11 | 13.88 | 5.39 | 83 | 98708 | 6.618 | 39.3817 | 2.5846 | 0.2 | 124.0445 | 124.0445 | 125.8593 | 124.0445 | 164.2468 | 124.0445 | 124.0445 | 124.0445 | 189.9712 | 189.9712 | 214.6134 | 189.9712 | 241.7575 | 189.9712 | 212.047 | 189.9712 | 259.0086 | 225.9739
|  | 1790 | 3 | 374 | 14 | 75 | 16 | 5 | 11 | 14.8 | 5.33 | 71 | 98652 | 6.933 | 38.1658 | -16.6168 | 0.2 | 147.6949 | 147.6949 | 147.6949 | 147.6949 | 682.0465 | 147.6949 | 307.1622 | 147.6949 | 147.8053 | 147.8053 | 344.9555 | 147.8053 | 835.5596 | 147.8053 | 570.4764 | 147.8053 | 572.4409 | 134.1611
|  | 1791 | 3 | 375 | 15 | 75 | 16 | 5 | 11 | 15.73 | 5.26 | 59 | 98596 | 7.263 | 33.8828 | -34.4151 | 0.2 | 130.1533 | 130.1533 | 130.1533 | 130.1533 | 240.3584 | 130.1533 | 205.655 | 130.1533 | 185.9495 | 185.9495 | 195.9955 | 185.9495 | 327.3101 | 185.9495 | 302.7711 | 185.9495 | 302.6128 | 212.9038
|  | 1792 | 3 | 376 | 16 | 75 | 16 | 5 | 11 | 16.65 | 5.2 | 47 | 98540 | 7.599 | 27.2113 | -50.0336 | 0.2 | 114.5057 | 114.5057 | 114.5057 | 114.5057 | 237.5937 | 114.5057 | 261.3709 | 114.5057 | 156.4336 | 156.4336 | 156.4336 | 156.4336 | 313.1407 | 156.4336 | 329.9537 | 156.4336 | 271.9937 | 173.4643
|  | 1793 | 3 | 377 | 17 | 75 | 16 | 5 | 11 | 15.39 | 4.97 | 44 | 98524 | 7.369 | 18.9111 | -63.6243 | 0.2 | 36.4339 | 36.4339 | 36.4339 | 36.4339 | 37.0635 | 36.4339 | 37.7036 | 36.4339 | 57.6204 | 57.6204 | 57.6204 | 57.6204 | 58.4089 | 57.6204 | 58.8615 | 57.6204 | 70 | 69.5145
|  | 1794 | 3 | 378 | 18 | 75 | 16 | 5 | 11 | 14.14 | 4.74 | 40 | 98508 | 7.128 | 9.6167 | -75.7775 | 0.2 | 28.7086 | 28.7086 | 28.7086 | 28.7086 | 32.4534 | 28.7086 | 43.4836 | 28.7086 | 45.1477 | 45.1477 | 45.1477 | 45.1477 | 49.6219 | 45.1477 | 57.4214 | 45.1477 | 57 | 54.4174
|  | 1795 | 3 | 379 | 19 | 75 | 16 | 5 | 11 | 12.89 | 4.51 | 36 | 98491 | 6.874 | 0 | -87.1762 | 0.2 | 4.9951 | 4.9951 | 4.9951 | 4.9951 | 5.2771 | 4.9951 | 10.7131 | 4.9951 | 7.8684 | 7.8684 | 7.8684 | 7.8684 | 8.055 | 7.8684 | 11.8988 | 7.8684 | 9.501 | 9.501
|  | 1796 | 3 | 380 | 20 | 75 | 16 | 5 | 11 | 12.15 | 3.94 | 51 | 98498 | 6.705 | 0 | -98.4975 | 0.2 | 0 | 0 | 0 | 0 | 0 | 0 | 0 | 0 | 0 | 0 | 0 | 0 | 0 | 0 | 0 | 0 | 0 | 0
|  | 1797 | 3 | 381 | 21 | 75 | 16 | 5 | 11 | 11.42 | 3.38 | 66 | 98504 | 6.539 | 0 | -110.4335 | 0.2 | 0 | 0 | 0 | 0 | 0 | 0 | 0 | 0 | 0 | 0 | 0 | 0 | 0 | 0 | 0 | 0 | 0 | 0
|  | 1798 | 3 | 382 | 22 | 75 | 16 | 5 | 11 | 10.68 | 2.81 | 81 | 98511 | 6.367 | 0 | -123.7318 | 0.2 | 0 | 0 | 0 | 0 | 0 | 0 | 0 | 0 | 0 | 0 | 0 | 0 | 0 | 0 | 0 | 0 | 0 | 0
|  | 1799 | 3 | 383 | 23 | 75 | 16 | 5 | 11 | 10.43 | 2.94 | 24 | 98491 | 6.477 | 0 | -139.1518 | 0.2 | 0 | 0 | 0 | 0 | 0 | 0 | 0 | 0 | 0 | 0 | 0 | 0 | 0 | 0 | 0 | 0 | 0 | 0
|  | 1800 | 3 | 384 | 24 | 75 | 16 | 5 | 11 | 10.18 | 3.07 | 327 | 98472 | 6.582 | 0 | -157.1576 | 0.2 | 0 | 0 | 0 | 0 | 0 | 0 | 0 | 0 | 0 | 0 | 0 | 0 | 0 | 0 | 0 | 0 | 0 | 0
|  | 1801 | 3 | 385 | 1 | 76 | 17 | 6 | 11 | 9.94 | 3.2 | 270 | 98452 | 6.686 | 0 | -177.3688 | 0.2 | 0 | 0 | 0 | 0 | 0 | 0 | 0 | 0 | 0 | 0 | 0 | 0 | 0 | 0 | 0 | 0 | 0 | 0
|  | 1802 | 3 | 386 | 2 | 76 | 17 | 6 | 11 | 8.84 | 3.38 | 284 | 98517 | 6.483 | 0 | 162.3717 | 0.2 | 0 | 0 | 0 | 0 | 0 | 0 | 0 | 0 | 0 | 0 | 0 | 0 | 0 | 0 | 0 | 0 | 0 | 0
|  | 1803 | 3 | 387 | 3 | 76 | 17 | 6 | 11 | 7.74 | 3.57 | 299 | 98583 | 6.271 | 0 | 143.8044 | 0.2 | 0 | 0 | 0 | 0 | 0 | 0 | 0 | 0 | 0 | 0 | 0 | 0 | 0 | 0 | 0 | 0 | 0 | 0
|  | 1804 | 3 | 388 | 4 | 76 | 17 | 6 | 11 | 6.63 | 3.75 | 313 | 98649 | 6.047 | 0 | 127.7731 | 0.2 | 0 | 0 | 0 | 0 | 0 | 0 | 0 | 0 | 0 | 0 | 0 | 0 | 0 | 0 | 0 | 0 | 0 | 0
|  | 1805 | 3 | 389 | 5 | 76 | 17 | 6 | 11 | 6.55 | 3.65 | 308 | 98678 | 6.015 | 0 | 114.0073 | 0.2 | 0 | 0 | 0 | 0 | 0 | 0 | 0 | 0 | 0 | 0 | 0 | 0 | 0 | 0 | 0 | 0 | 0 | 0
|  | 1806 | 3 | 390 | 6 | 76 | 17 | 6 | 11 | 6.47 | 3.55 | 302 | 98708 | 5.982 | 0 | 101.7942 | 0.2 | 0 | 0 | 0 | 0 | 0 | 0 | 0 | 0 | 0 | 0 | 0 | 0 | 0 | 0 | 0 | 0 | 0 | 0
|  | 1807 | 3 | 391 | 7 | 76 | 17 | 6 | 11 | 6.38 | 3.45 | 296 | 98737 | 5.947 | 0 | 90.3802 | 0.2 | 0 | 0 | 0 | 0 | 0 | 0 | 0 | 0 | 0 | 0 | 0 | 0 | 0 | 0 | 0 | 0 | 0 | 0
|  | 1808 | 3 | 392 | 8 | 76 | 17 | 6 | 11 | 7.03 | 3.49 | 297 | 98783 | 6.017 | 7.3863 | 79.0638 | 0.2 | 8.5692 | 8.5692 | 8.5692 | 8.5692 | 8.5692 | 8.5692 | 8.5692 | 8.5692 | 13.6947 | 13.6947 | 13.6947 | 13.6947 | 13.6947 | 13.6947 | 13.6947 | 13.6947 | 16.65 | 16.65
|  | 1809 | 3 | 393 | 9 | 76 | 17 | 6 | 11 | 7.67 | 3.54 | 298 | 98829 | 6.076 | 16.868 | 67.1668 | 0.2 | 30.2954 | 30.2954 | 30.2954 | 30.2954 | 30.2954 | 30.2954 | 30.2954 | 30.2954 | 48.0197 | 48.0197 | 48.0197 | 48.0197 | 48.0197 | 48.0197 | 48.0197 | 48.0197 | 58 | 58
|  | 1810 | 3 | 394 | 10 | 76 | 17 | 6 | 11 | 8.32 | 3.59 | 298 | 98875 | 6.132 | 25.5037 | 53.9988 | 0.2 | 36.6595 | 36.6595 | 36.6595 | 36.6595 | 36.6595 | 36.6595 | 36.6595 | 36.6595 | 58.0227 | 58.0227 | 58.0227 | 58.0227 | 58.0227 | 58.0227 | 58.0227 | 58.0227 | 70 | 70
|  | 1811 | 3 | 395 | 11 | 76 | 17 | 6 | 11 | 8.95 | 3.8 | 297 | 98904 | 6.212 | 32.6969 | 38.9127 | 0.2 | 53.3117 | 53.3117 | 54.3443 | 53.3117 | 54.5908 | 53.3117 | 53.3117 | 53.3117 | 83.9445 | 83.9445 | 85.4208 | 83.9445 | 85.5951 | 83.9445 | 83.9605 | 83.9445 | 102 | 100.9448
|  | 1812 | 3 | 396 | 12 | 76 | 17 | 6 | 11 | 9.59 | 4.02 | 296 | 98934 | 6.289 | 37.7034 | 21.5805 | 0.2 | 60.5219 | 60.5219 | 61.412 | 60.5219 | 62.7722 | 60.5219 | 60.5219 | 60.5219 | 95.0552 | 95.0552 | 97.0074 | 95.0552 | 97.9692 | 95.0552 | 95.7486 | 95.0552 | 116 | 114.1294
|  | 1813 | 3 | 397 | 13 | 76 | 17 | 6 | 11 | 10.22 | 4.23 | 294 | 98963 | 6.356 | 39.78 | 2.5042 | 0.2 | 56.6751 | 56.6751 | 56.7288 | 56.6751 | 57.9045 | 56.6751 | 56.6751 | 56.6751 | 89.0895 | 89.0895 | 89.852 | 89.0895 | 90.6833 | 89.0895 | 89.776 | 89.0895 | 108 | 106.9755
|  | 1814 | 3 | 398 | 14 | 76 | 17 | 6 | 11 | 10.12 | 4.21 | 295 | 99061 | 6.255 | 38.5408 | -16.8051 | 0.2 | 43.2221 | 43.2221 | 43.2221 | 43.2221 | 43.2221 | 43.2221 | 43.2221 | 43.2221 | 68.1661 | 68.1661 | 68.1661 | 68.1661 | 68.1661 | 68.1661 | 68.1661 | 68.1661 | 82 | 82
|  | 1815 | 3 | 399 | 15 | 76 | 17 | 6 | 11 | 10.03 | 4.19 | 295 | 99160 | 6.16 | 34.2224 | -34.677 | 0.2 | 49.9341 | 49.9341 | 49.9341 | 49.9341 | 50.3391 | 49.9341 | 50.2143 | 49.9341 | 78.7062 | 78.7062 | 78.745 | 78.7062 | 79.2294 | 78.7062 | 79.1412 | 78.7062 | 95 | 94.665
|  | 1816 | 3 | 400 | 16 | 76 | 17 | 6 | 11 | 9.93 | 4.17 | 296 | 99258 | 6.061 | 27.5151 | -50.3318 | 0.2 | 34.5478 | 34.5478 | 34.5478 | 34.5478 | 34.5478 | 34.5478 | 34.5478 | 34.5478 | 54.6952 | 54.6952 | 54.6952 | 54.6952 | 54.6952 | 54.6952 | 54.6952 | 54.6952 | 66 | 66
|  | 1817 | 3 | 401 | 17 | 76 | 17 | 6 | 11 | 9.38 | 4.07 | 291 | 99340 | 6.053 | 19.1863 | -63.9359 | 0.2 | 25.5084 | 25.5084 | 25.5084 | 25.5084 | 25.5084 | 25.5084 | 25.5084 | 25.5084 | 40.5075 | 40.5075 | 40.5075 | 40.5075 | 40.5075 | 40.5075 | 40.5075 | 40.5075 | 49 | 49
|  | 1818 | 3 | 402 | 18 | 76 | 17 | 6 | 11 | 8.83 | 3.98 | 286 | 99422 | 6.038 | 9.8733 | -76.0929 | 0.2 | 35.0191 | 35.0191 | 35.0191 | 35.0191 | 43.4993 | 35.0191 | 69.2678 | 35.0191 | 54.5953 | 54.5953 | 54.5953 | 54.5953 | 64.934 | 54.5953 | 83.1551 | 54.5953 | 71.751 | 65.6101
|  | 1819 | 3 | 403 | 19 | 76 | 17 | 6 | 11 | 8.28 | 3.89 | 280 | 99504 | 6.014 | 0.067566 | -87.4934 | 0.2 | 4.0976 | 4.0976 | 4.0976 | 4.0976 | 4.1632 | 4.0976 | 5.5962 | 4.0976 | 6.5007 | 6.5007 | 6.5007 | 6.5007 | 6.5483 | 6.5007 | 7.5616 | 6.5007 | 7.871 | 7.8693
|  | 1820 | 3 | 404 | 20 | 76 | 17 | 6 | 11 | 8.01 | 4.16 | 279 | 99602 | 5.972 | 0 | -98.8172 | 0.2 | 0 | 0 | 0 | 0 | 0 | 0 | 0 | 0 | 0 | 0 | 0 | 0 | 0 | 0 | 0 | 0 | 0 | 0
|  | 1821 | 3 | 405 | 21 | 76 | 17 | 6 | 11 | 7.74 | 4.42 | 278 | 99700 | 5.928 | 0 | -110.7554 | 0.2 | 0 | 0 | 0 | 0 | 0 | 0 | 0 | 0 | 0 | 0 | 0 | 0 | 0 | 0 | 0 | 0 | 0 | 0
|  | 1822 | 3 | 406 | 22 | 76 | 17 | 6 | 11 | 7.47 | 4.69 | 278 | 99799 | 5.884 | 0 | -124.0491 | 0.2 | 0 | 0 | 0 | 0 | 0 | 0 | 0 | 0 | 0 | 0 | 0 | 0 | 0 | 0 | 0 | 0 | 0 | 0
|  | 1823 | 3 | 407 | 23 | 76 | 17 | 6 | 11 | 7.58 | 4.14 | 278 | 99868 | 5.954 | 0 | -139.4445 | 0.2 | 0 | 0 | 0 | 0 | 0 | 0 | 0 | 0 | 0 | 0 | 0 | 0 | 0 | 0 | 0 | 0 | 0 | 0
|  | 1824 | 3 | 408 | 24 | 76 | 17 | 6 | 11 | 7.69 | 3.6 | 279 | 99936 | 6.025 | 0 | -157.3861 | 0.2 | 0 | 0 | 0 | 0 | 0 | 0 | 0 | 0 | 0 | 0 | 0 | 0 | 0 | 0 | 0 | 0 | 0 | 0
|  | 1825 | 3 | 409 | 1 | 77 | 18 | 7 | 11 | 7.81 | 3.05 | 280 | 100005 | 6.101 | 0 | -177.4866 | 0.2 | 0 | 0 | 0 | 0 | 0 | 0 | 0 | 0 | 0 | 0 | 0 | 0 | 0 | 0 | 0 | 0 | 0 | 0
|  | 1826 | 3 | 410 | 2 | 77 | 18 | 7 | 11 | 7.07 | 2.98 | 276 | 100107 | 5.822 | 0 | 162.38 | 0.2 | 0 | 0 | 0 | 0 | 0 | 0 | 0 | 0 | 0 | 0 | 0 | 0 | 0 | 0 | 0 | 0 | 0 | 0
|  | 1827 | 3 | 411 | 3 | 77 | 18 | 7 | 11 | 6.33 | 2.92 | 273 | 100208 | 5.555 | 0 | 143.912 | 0.2 | 0 | 0 | 0 | 0 | 0 | 0 | 0 | 0 | 0 | 0 | 0 | 0 | 0 | 0 | 0 | 0 | 0 | 0
|  | 1828 | 3 | 412 | 4 | 77 | 18 | 7 | 11 | 5.59 | 2.86 | 269 | 100310 | 5.298 | 0 | 127.9388 | 0.2 | 0 | 0 | 0 | 0 | 0 | 0 | 0 | 0 | 0 | 0 | 0 | 0 | 0 | 0 | 0 | 0 | 0 | 0
|  | 1829 | 3 | 413 | 5 | 77 | 18 | 7 | 11 | 5.38 | 2.52 | 270 | 100369 | 5.2 | 0 | 114.2008 | 0.2 | 0 | 0 | 0 | 0 | 0 | 0 | 0 | 0 | 0 | 0 | 0 | 0 | 0 | 0 | 0 | 0 | 0 | 0
|  | 1830 | 3 | 414 | 6 | 77 | 18 | 7 | 11 | 5.17 | 2.19 | 271 | 100428 | 5.104 | 0 | 101.9986 | 0.2 | 0 | 0 | 0 | 0 | 0 | 0 | 0 | 0 | 0 | 0 | 0 | 0 | 0 | 0 | 0 | 0 | 0 | 0
|  | 1831 | 3 | 415 | 7 | 77 | 18 | 7 | 11 | 4.95 | 1.86 | 272 | 100487 | 5.005 | 0 | 90.5866 | 0.2 | 0 | 0 | 0 | 0 | 0 | 0 | 0 | 0 | 0 | 0 | 0 | 0 | 0 | 0 | 0 | 0 | 0 | 0
|  | 1832 | 3 | 416 | 8 | 77 | 18 | 7 | 11 | 5.24 | 2.37 | 273 | 100546 | 4.964 | 7.7361 | 79.2664 | 0.2 | 8.2289 | 8.2289 | 8.2289 | 8.2289 | 8.2289 | 8.2289 | 8.2289 | 8.2289 | 13.156 | 13.156 | 13.156 | 13.156 | 13.156 | 13.156 | 13.156 | 13.156 | 16 | 16
|  | 1833 | 3 | 417 | 9 | 77 | 18 | 7 | 11 | 5.53 | 2.87 | 273 | 100605 | 4.918 | 17.2276 | 67.3579 | 0.2 | 41.9323 | 41.9323 | 66.1263 | 41.9323 | 52.0242 | 41.9323 | 41.9323 | 41.9323 | 63.3659 | 63.3659 | 86.2215 | 63.3659 | 76.2497 | 63.3659 | 63.3659 | 63.3659 | 82.3842 | 74.2556
|  | 1834 | 3 | 418 | 10 | 77 | 18 | 7 | 11 | 5.82 | 3.38 | 274 | 100664 | 4.869 | 25.8784 | 54.1646 | 0.2 | 67.7422 | 67.7422 | 81.5241 | 67.7422 | 77.695 | 67.7422 | 67.7422 | 67.7422 | 105.7315 | 105.7315 | 121.3081 | 105.7315 | 118.6006 | 105.7315 | 105.7315 | 105.7315 | 135.0999 | 126.8531
|  | 1835 | 3 | 419 | 11 | 77 | 18 | 7 | 11 | 6.4 | 3.24 | 276 | 100677 | 4.793 | 33.0885 | 39.0283 | 0.2 | 57.7483 | 57.7483 | 59.5704 | 57.7483 | 59.9962 | 57.7483 | 57.7483 | 57.7483 | 90.7936 | 90.7936 | 93.4154 | 90.7936 | 93.7165 | 90.7936 | 90.8385 | 90.7936 | 111 | 109.1144
|  | 1836 | 3 | 420 | 12 | 77 | 18 | 7 | 11 | 6.99 | 3.09 | 277 | 100690 | 4.705 | 38.1061 | 21.6111 | 0.2 | 111.8917 | 111.8917 | 123.5592 | 111.8917 | 141.3439 | 111.8917 | 111.8917 | 111.8917 | 172.2175 | 172.2175 | 198.0358 | 172.2175 | 210.6115 | 172.2175 | 181.5354 | 172.2175 | 230.1038 | 205.2588
|  | 1837 | 3 | 421 | 13 | 77 | 18 | 7 | 11 | 7.57 | 2.95 | 278 | 100703 | 4.597 | 40.1784 | 2.4215 | 0.2 | 105.8885 | 105.8885 | 106.7659 | 105.8885 | 126.6366 | 105.8885 | 105.8885 | 105.8885 | 163.7839 | 163.7839 | 176.8039 | 163.7839 | 190.8546 | 163.7839 | 175.5631 | 163.7839 | 213 | 195.4642
|  | 1838 | 3 | 422 | 14 | 77 | 18 | 7 | 11 | 8.09 | 2.68 | 279 | 100703 | 4.6 | 38.9155 | -16.9968 | 0.2 | 98.8172 | 98.8172 | 98.8172 | 98.8172 | 115.2103 | 98.8172 | 103.8281 | 98.8172 | 153.2946 | 153.2946 | 159.5373 | 153.2946 | 174.6722 | 153.2946 | 166.6238 | 153.2946 | 197 | 183.1606
|  | 1839 | 3 | 423 | 15 | 77 | 18 | 7 | 11 | 8.62 | 2.41 | 280 | 100703 | 4.601 | 34.5613 | -34.9423 | 0.2 | 83.0225 | 83.0225 | 83.0225 | 83.0225 | 93.776 | 83.0225 | 90.5361 | 83.0225 | 129.3943 | 129.3943 | 130.4713 | 129.3943 | 143.3881 | 129.3943 | 141.0971 | 129.3943 | 164 | 154.9633
|  | 1840 | 3 | 424 | 16 | 77 | 18 | 7 | 11 | 9.14 | 2.14 | 281 | 100703 | 4.591 | 27.8179 | -50.6328 | 0.2 | 68.4805 | 68.4805 | 68.4805 | 68.4805 | 76.2519 | 68.4805 | 77.9526 | 68.4805 | 107.0988 | 107.0988 | 107.0988 | 107.0988 | 117.1653 | 107.0988 | 118.3679 | 107.0988 | 135 | 128.5352
|  | 1841 | 3 | 425 | 17 | 77 | 18 | 7 | 11 | 8.66 | 1.63 | 278 | 100703 | 4.577 | 19.4604 | -64.2496 | 0.2 | 28.1537 | 28.1537 | 28.1537 | 28.1537 | 28.1537 | 28.1537 | 28.1537 | 28.1537 | 44.6709 | 44.6709 | 44.6709 | 44.6709 | 44.6709 | 44.6709 | 44.6709 | 44.6709 | 54 | 54
|  | 1842 | 3 | 426 | 18 | 77 | 18 | 7 | 11 | 8.18 | 1.13 | 275 | 100703 | 4.56 | 10.1289 | -76.4097 | 0.2 | 10.8267 | 10.8267 | 10.8267 | 10.8267 | 10.8267 | 10.8267 | 10.8267 | 10.8267 | 17.2858 | 17.2858 | 17.2858 | 17.2858 | 17.2858 | 17.2858 | 17.2858 | 17.2858 | 21 | 21
|  | 1843 | 3 | 427 | 19 | 77 | 18 | 7 | 11 | 7.71 | 0.62 | 271 | 100703 | 4.542 | 0.3156 | -87.8115 | 0.2 | 10.099 | 10.099 | 10.099 | 10.099 | 12.3523 | 10.099 | 69.0625 | 10.099 | 14.1467 | 14.1467 | 14.1467 | 14.1467 | 15.9698 | 14.1467 | 56.07 | 14.1467 | 15.8413 | 15.5163
|  | 1844 | 3 | 428 | 20 | 77 | 18 | 7 | 11 | 7.22 | 0.92 | 251 | 100719 | 4.513 | 0 | -99.1375 | 0.2 | 0 | 0 | 0 | 0 | 0 | 0 | 0 | 0 | 0 | 0 | 0 | 0 | 0 | 0 | 0 | 0 | 0 | 0
|  | 1845 | 3 | 429 | 21 | 77 | 18 | 7 | 11 | 6.74 | 1.23 | 230 | 100736 | 4.484 | 0 | -111.0772 | 0.2 | 0 | 0 | 0 | 0 | 0 | 0 | 0 | 0 | 0 | 0 | 0 | 0 | 0 | 0 | 0 | 0 | 0 | 0
|  | 1846 | 3 | 430 | 22 | 77 | 18 | 7 | 11 | 6.26 | 1.53 | 209 | 100752 | 4.451 | 0 | -124.3658 | 0.2 | 0 | 0 | 0 | 0 | 0 | 0 | 0 | 0 | 0 | 0 | 0 | 0 | 0 | 0 | 0 | 0 | 0 | 0
|  | 1847 | 3 | 431 | 23 | 77 | 18 | 7 | 11 | 6.41 | 1.62 | 197 | 100729 | 4.68 | 0 | -139.7361 | 0.2 | 0 | 0 | 0 | 0 | 0 | 0 | 0 | 0 | 0 | 0 | 0 | 0 | 0 | 0 | 0 | 0 | 0 | 0
|  | 1848 | 3 | 432 | 24 | 77 | 18 | 7 | 11 | 6.56 | 1.71 | 186 | 100706 | 4.914 | 0 | -157.6137 | 0.2 | 0 | 0 | 0 | 0 | 0 | 0 | 0 | 0 | 0 | 0 | 0 | 0 | 0 | 0 | 0 | 0 | 0 | 0
|  | 1849 | 3 | 433 | 1 | 78 | 19 | 1 | 12 | 6.72 | 1.79 | 174 | 100683 | 5.155 | 0 | -177.6043 | 0.2 | 0 | 0 | 0 | 0 | 0 | 0 | 0 | 0 | 0 | 0 | 0 | 0 | 0 | 0 | 0 | 0 | 0 | 0
|  | 1850 | 3 | 434 | 2 | 78 | 19 | 1 | 12 | 6.5 | 1.68 | 159 | 100693 | 5.358 | 0 | 162.3869 | 0.2 | 0 | 0 | 0 | 0 | 0 | 0 | 0 | 0 | 0 | 0 | 0 | 0 | 0 | 0 | 0 | 0 | 0 | 0
|  | 1851 | 3 | 435 | 3 | 78 | 19 | 1 | 12 | 6.29 | 1.57 | 144 | 100703 | 5.558 | 0 | 144.0174 | 0.2 | 0 | 0 | 0 | 0 | 0 | 0 | 0 | 0 | 0 | 0 | 0 | 0 | 0 | 0 | 0 | 0 | 0 | 0
|  | 1852 | 3 | 436 | 4 | 78 | 19 | 1 | 12 | 6.07 | 1.46 | 130 | 100713 | 5.746 | 0 | 128.1023 | 0.2 | 0 | 0 | 0 | 0 | 0 | 0 | 0 | 0 | 0 | 0 | 0 | 0 | 0 | 0 | 0 | 0 | 0 | 0
|  | 1853 | 3 | 437 | 5 | 78 | 19 | 1 | 12 | 6.12 | 2.11 | 109 | 100749 | 5.766 | 0 | 114.3925 | 0.2 | 0 | 0 | 0 | 0 | 0 | 0 | 0 | 0 | 0 | 0 | 0 | 0 | 0 | 0 | 0 | 0 | 0 | 0
|  | 1854 | 3 | 438 | 6 | 78 | 19 | 1 | 12 | 6.17 | 2.77 | 88 | 100785 | 5.785 | 0 | 102.2016 | 0.2 | 0 | 0 | 0 | 0 | 0 | 0 | 0 | 0 | 0 | 0 | 0 | 0 | 0 | 0 | 0 | 0 | 0 | 0
|  | 1855 | 3 | 439 | 7 | 78 | 19 | 1 | 12 | 6.22 | 3.42 | 67 | 100821 | 5.804 | 0 | 90.7923 | 0.2 | 0 | 0 | 0 | 0 | 0 | 0 | 0 | 0 | 0 | 0 | 0 | 0 | 0 | 0 | 0 | 0 | 0 | 0
|  | 1856 | 3 | 440 | 8 | 78 | 19 | 1 | 12 | 6.41 | 3.99 | 61 | 100913 | 5.859 | 8.0866 | 79.4686 | 0.2 | 20.6277 | 20.6277 | 182.264 | 20.6277 | 50.6767 | 20.6277 | 20.6277 | 20.6277 | 22.0419 | 22.0419 | 152.8535 | 22.0419 | 59.8072 | 22.0419 | 22.0419 | 22.0419 | 41.7278 | 18.3686
|  | 1857 | 3 | 441 | 9 | 78 | 19 | 1 | 12 | 6.61 | 4.56 | 54 | 101005 | 5.919 | 17.5878 | 67.549 | 0.2 | 19.1876 | 19.1876 | 19.1876 | 19.1876 | 19.1876 | 19.1876 | 19.1876 | 19.1876 | 30.5351 | 30.5351 | 30.5351 | 30.5351 | 30.5351 | 30.5351 | 30.5351 | 30.5351 | 37 | 37
|  | 1858 | 3 | 442 | 10 | 78 | 19 | 1 | 12 | 6.8 | 5.13 | 48 | 101096 | 5.975 | 26.2536 | 54.3304 | 0.2 | 88.2188 | 88.2188 | 165.6138 | 88.2188 | 143.7704 | 88.2188 | 88.2188 | 88.2188 | 128.6146 | 128.6146 | 216.567 | 128.6146 | 201.1214 | 128.6146 | 128.6146 | 128.6146 | 195.667 | 148.6786
|  | 1859 | 3 | 443 | 11 | 78 | 19 | 1 | 12 | 6.88 | 5.22 | 49 | 101145 | 5.732 | 33.4804 | 39.1438 | 0.2 | 106.7499 | 106.7499 | 153.9126 | 106.7499 | 164.6931 | 106.7499 | 106.7499 | 106.7499 | 156.04 | 156.04 | 224.3296 | 156.04 | 231.9525 | 156.04 | 157.6315 | 156.04 | 229.5421 | 180.1286
|  | 1860 | 3 | 444 | 12 | 78 | 19 | 1 | 12 | 6.96 | 5.31 | 50 | 101195 | 5.485 | 38.5091 | 21.6407 | 0.2 | 109.1613 | 109.1613 | 118.9621 | 109.1613 | 133.864 | 109.1613 | 109.1613 | 109.1613 | 168.4422 | 168.4422 | 190.3251 | 168.4422 | 200.8624 | 168.4422 | 176.4647 | 168.4422 | 222.0485 | 200.9021
|  | 1861 | 3 | 445 | 13 | 78 | 19 | 1 | 12 | 7.04 | 5.39 | 50 | 101244 | 5.237 | 40.5769 | 2.3364 | 0.2 | 156.4711 | 156.4711 | 176.5212 | 156.4711 | 647.8909 | 156.4711 | 156.4711 | 156.4711 | 162.4889 | 162.4889 | 474.5025 | 162.4889 | 807.8112 | 162.4889 | 446.1473 | 162.4889 | 572.3096 | 151.1058
|  | 1862 | 3 | 446 | 14 | 78 | 19 | 1 | 12 | 7.37 | 5.58 | 48 | 101257 | 4.668 | 39.2897 | -17.1919 | 0.2 | 161.2422 | 161.2422 | 161.2422 | 161.2422 | 528.1891 | 161.2422 | 274.7746 | 161.2422 | 190.0986 | 190.0986 | 332.0444 | 190.0986 | 671.7946 | 190.0986 | 492.6035 | 190.0986 | 508.5719 | 194.2978
|  | 1863 | 3 | 447 | 15 | 78 | 19 | 1 | 12 | 7.69 | 5.76 | 46 | 101270 | 4.068 | 34.8992 | -35.211 | 0.2 | 101.5754 | 101.5754 | 101.5754 | 101.5754 | 123.108 | 101.5754 | 116.7712 | 101.5754 | 157.0791 | 157.0791 | 159.334 | 157.0791 | 185.3049 | 157.0791 | 180.8241 | 157.0791 | 205.9555 | 187.5708
|  | 1864 | 3 | 448 | 16 | 78 | 19 | 1 | 12 | 8.02 | 5.94 | 44 | 101283 | 3.443 | 28.1195 | -50.9366 | 0.2 | 59.1646 | 59.1646 | 59.1646 | 59.1646 | 63.0956 | 59.1646 | 64.0081 | 59.1646 | 92.9054 | 92.9054 | 92.9054 | 92.9054 | 98.0423 | 92.9054 | 98.6875 | 92.9054 | 115 | 111.6665
|  | 1865 | 3 | 449 | 17 | 78 | 19 | 1 | 12 | 7.36 | 4.78 | 43 | 101326 | 3.409 | 19.7334 | -64.5652 | 0.2 | 65.1386 | 65.1386 | 65.1386 | 65.1386 | 80.2612 | 65.1386 | 96.9371 | 65.1386 | 101.0744 | 101.0744 | 101.0744 | 101.0744 | 120.699 | 101.0744 | 132.4906 | 101.0744 | 133.7389 | 121.1082
|  | 1866 | 3 | 450 | 18 | 78 | 19 | 1 | 12 | 6.7 | 3.61 | 43 | 101368 | 3.37 | 10.3837 | -76.728 | 0.2 | 63.454 | 63.454 | 63.454 | 63.454 | 145.1939 | 63.454 | 409.9929 | 63.454 | 81.9361 | 81.9361 | 81.9361 | 81.9361 | 185.8683 | 81.9361 | 373.1095 | 81.9361 | 151.9665 | 86.724
|  | 1867 | 3 | 451 | 19 | 78 | 19 | 1 | 12 | 6.04 | 2.44 | 42 | 101411 | 3.326 | 0.563 | -88.1305 | 0.2 | 9.3098 | 9.3098 | 9.3098 | 9.3098 | 15.0442 | 9.3098 | 184.9967 | 9.3098 | 15.1886 | 15.1886 | 15.1886 | 15.1886 | 20.4648 | 15.1886 | 140.6394 | 15.1886 | 20.8774 | 19.1501
|  | 1868 | 3 | 452 | 20 | 78 | 19 | 1 | 12 | 5.31 | 2.5 | 46 | 101463 | 3.289 | 0 | -99.4581 | 0.2 | 0 | 0 | 0 | 0 | 0 | 0 | 0 | 0 | 0 | 0 | 0 | 0 | 0 | 0 | 0 | 0 | 0 | 0
|  | 1869 | 3 | 453 | 21 | 78 | 19 | 1 | 12 | 4.58 | 2.56 | 51 | 101516 | 3.247 | 0 | -111.3989 | 0.2 | 0 | 0 | 0 | 0 | 0 | 0 | 0 | 0 | 0 | 0 | 0 | 0 | 0 | 0 | 0 | 0 | 0 | 0
|  | 1870 | 3 | 454 | 22 | 78 | 19 | 1 | 12 | 3.85 | 2.62 | 55 | 101568 | 3.199 | 0 | -124.6818 | 0.2 | 0 | 0 | 0 | 0 | 0 | 0 | 0 | 0 | 0 | 0 | 0 | 0 | 0 | 0 | 0 | 0 | 0 | 0
|  | 1871 | 3 | 455 | 23 | 78 | 19 | 1 | 12 | 3.55 | 2.59 | 58 | 101585 | 3.234 | 0 | -140.0265 | 0.2 | 0 | 0 | 0 | 0 | 0 | 0 | 0 | 0 | 0 | 0 | 0 | 0 | 0 | 0 | 0 | 0 | 0 | 0
|  | 1872 | 3 | 456 | 24 | 78 | 19 | 1 | 12 | 3.25 | 2.57 | 60 | 101601 | 3.266 | 0 | -157.8401 | 0.2 | 0 | 0 | 0 | 0 | 0 | 0 | 0 | 0 | 0 | 0 | 0 | 0 | 0 | 0 | 0 | 0 | 0 | 0
|  | 1873 | 3 | 457 | 1 | 79 | 20 | 2 | 12 | 2.96 | 2.54 | 63 | 101617 | 3.297 | 0 | -177.7218 | 0.2 | 0 | 0 | 0 | 0 | 0 | 0 | 0 | 0 | 0 | 0 | 0 | 0 | 0 | 0 | 0 | 0 | 0 | 0
|  | 1874 | 3 | 458 | 2 | 79 | 20 | 2 | 12 | 2.28 | 2.57 | 63 | 101608 | 3.214 | 0 | 162.3926 | 0.2 | 0 | 0 | 0 | 0 | 0 | 0 | 0 | 0 | 0 | 0 | 0 | 0 | 0 | 0 | 0 | 0 | 0 | 0
|  | 1875 | 3 | 459 | 3 | 79 | 20 | 2 | 12 | 1.6 | 2.59 | 64 | 101598 | 3.131 | 0 | 144.1206 | 0.2 | 0 | 0 | 0 | 0 | 0 | 0 | 0 | 0 | 0 | 0 | 0 | 0 | 0 | 0 | 0 | 0 | 0 | 0
|  | 1876 | 3 | 460 | 4 | 79 | 20 | 2 | 12 | 0.92 | 2.62 | 64 | 101588 | 3.047 | 0 | 128.2637 | 0.2 | 0 | 0 | 0 | 0 | 0 | 0 | 0 | 0 | 0 | 0 | 0 | 0 | 0 | 0 | 0 | 0 | 0 | 0
|  | 1877 | 3 | 461 | 5 | 79 | 20 | 2 | 12 | 0.44 | 2.53 | 64 | 101604 | 3.015 | 0 | 114.5824 | 0.2 | 0 | 0 | 0 | 0 | 0 | 0 | 0 | 0 | 0 | 0 | 0 | 0 | 0 | 0 | 0 | 0 | 0 | 0
|  | 1878 | 3 | 462 | 6 | 79 | 20 | 2 | 12 | -0.04 | 2.45 | 63 | 101621 | 2.981 | 0 | 102.4034 | 0.2 | 0 | 0 | 0 | 0 | 0 | 0 | 0 | 0 | 0 | 0 | 0 | 0 | 0 | 0 | 0 | 0 | 0 | 0
|  | 1879 | 3 | 463 | 7 | 79 | 20 | 2 | 12 | -0.53 | 2.36 | 63 | 101637 | 2.943 | 0 | 90.9971 | 0.2 | 0 | 0 | 0 | 0 | 0 | 0 | 0 | 0 | 0 | 0 | 0 | 0 | 0 | 0 | 0 | 0 | 0 | 0
|  | 1880 | 3 | 464 | 8 | 79 | 20 | 2 | 12 | 1.48 | 2.24 | 63 | 101653 | 3.124 | 8.4376 | 79.6705 | 0.2 | 27.1346 | 27.1346 | 368.8964 | 27.1346 | 89.425 | 27.1346 | 27.1346 | 27.1346 | 26.6644 | 26.6644 | 304.7646 | 26.6644 | 107.1485 | 26.6644 | 26.6644 | 26.6644 | 72.4914 | 20.9601
|  | 1881 | 3 | 465 | 9 | 79 | 20 | 2 | 12 | 3.5 | 2.13 | 63 | 101670 | 3.283 | 17.9483 | 67.7401 | 0.2 | 63.1417 | 63.1417 | 704.7318 | 63.1417 | 325.753 | 63.1417 | 63.1417 | 63.1417 | 53.7924 | 53.7924 | 666.2537 | 53.7924 | 398.2752 | 53.7924 | 53.7924 | 53.7924 | 264.7855 | 40.2244
|  | 1882 | 3 | 466 | 10 | 79 | 20 | 2 | 12 | 5.51 | 2.01 | 63 | 101686 | 3.407 | 26.6291 | 54.4965 | 0.2 | 87.289 | 87.289 | 721.8934 | 87.289 | 540.0061 | 87.289 | 87.289 | 87.289 | 67.1711 | 67.1711 | 792.282 | 67.1711 | 663.6683 | 67.1711 | 67.1711 | 67.1711 | 438.0429 | 47.1857
|  | 1883 | 3 | 467 | 11 | 79 | 20 | 2 | 12 | 7.02 | 2.62 | 63 | 101647 | 3.35 | 33.8727 | 39.2593 | 0.2 | 105.3547 | 105.3547 | 595.1007 | 105.3547 | 704.5744 | 105.3547 | 105.3547 | 105.3547 | 77.3663 | 77.3663 | 791.0116 | 77.3663 | 868.4211 | 77.3663 | 98.4061 | 77.3663 | 572.6818 | 53.181
|  | 1884 | 3 | 468 | 12 | 79 | 20 | 2 | 12 | 8.54 | 3.22 | 62 | 101608 | 3.236 | 38.9123 | 21.6695 | 0.2 | 114.05 | 114.05 | 395.2735 | 114.05 | 821.8312 | 114.05 | 114.05 | 114.05 | 79.0709 | 79.0709 | 712.6603 | 79.0709 | 1014.2822 | 79.0709 | 314.9502 | 79.0709 | 666.9062 | 52.0989
|  | 1885 | 3 | 469 | 13 | 79 | 20 | 2 | 12 | 10.05 | 3.82 | 62 | 101568 | 3.052 | 40.9752 | 2.2491 | 0.2 | 111.7198 | 111.7198 | 142.056 | 111.7198 | 884.1462 | 111.7198 | 111.7198 | 111.7198 | 70.5522 | 70.5522 | 566.7486 | 70.5522 | 1091.4856 | 70.5522 | 523.8467 | 70.5522 | 713.6182 | 42.2268
|  | 1886 | 3 | 470 | 14 | 79 | 20 | 2 | 12 | 10.45 | 3.89 | 59 | 101526 | 3.019 | 39.6634 | -17.3903 | 0.2 | 131.83 | 131.83 | 131.83 | 131.83 | 806.635 | 131.83 | 343.1755 | 131.83 | 103.4353 | 103.4353 | 368.5716 | 103.4353 | 995.1747 | 103.4353 | 667.4593 | 103.4353 | 661.5438 | 75.2389
|  | 1887 | 3 | 471 | 15 | 79 | 20 | 2 | 12 | 10.85 | 3.97 | 56 | 101483 | 2.982 | 35.2362 | -35.4829 | 0.2 | 107.6107 | 107.6107 | 107.6107 | 107.6107 | 765.1078 | 107.6107 | 576.3023 | 107.6107 | 75.1162 | 75.1162 | 147.0048 | 75.1162 | 943.3405 | 75.1162 | 809.8348 | 75.1162 | 619.7468 | 49.3895
|  | 1888 | 3 | 472 | 16 | 79 | 20 | 2 | 12 | 11.25 | 4.04 | 53 | 101440 | 2.94 | 28.42 | -51.2429 | 0.2 | 100.6429 | 100.6429 | 100.6429 | 100.6429 | 605.5023 | 100.6429 | 729.5254 | 100.6429 | 80.2557 | 80.2557 | 80.2557 | 80.2557 | 745.8366 | 80.2557 | 833.5342 | 80.2557 | 495.6565 | 59.2423
|  | 1889 | 3 | 473 | 17 | 79 | 20 | 2 | 12 | 9.8 | 3.63 | 53 | 101467 | 3.025 | 20.0053 | -64.8828 | 0.2 | 85.5377 | 85.5377 | 85.5377 | 85.5377 | 396.2601 | 85.5377 | 748.3395 | 85.5377 | 81.3943 | 81.3943 | 81.3943 | 81.3943 | 489.5592 | 81.3943 | 738.517 | 81.3943 | 336.1801 | 69.6701
|  | 1890 | 3 | 474 | 18 | 79 | 20 | 2 | 12 | 8.35 | 3.21 | 53 | 101493 | 3.066 | 10.6376 | -77.0474 | 0.2 | 50.6466 | 50.6466 | 50.6466 | 50.6466 | 206.5228 | 50.6466 | 728.3775 | 50.6466 | 50.9098 | 50.9098 | 50.9098 | 50.9098 | 253.4913 | 50.9098 | 622.4983 | 50.9098 | 175.3372 | 44.72
|  | 1891 | 3 | 475 | 19 | 79 | 20 | 2 | 12 | 6.9 | 2.8 | 53 | 101519 | 3.069 | 0.80975 | -88.4502 | 0.2 | 10.574 | 10.574 | 10.574 | 10.574 | 18.8377 | 10.574 | 316.0132 | 10.574 | 15.3792 | 15.3792 | 15.3792 | 15.3792 | 24.2761 | 15.3792 | 234.4109 | 15.3792 | 22.1782 | 17.8597
|  | 1892 | 3 | 476 | 20 | 79 | 20 | 2 | 12 | 5.82 | 2.96 | 58 | 101565 | 3.006 | 0 | -99.7789 | 0.2 | 0 | 0 | 0 | 0 | 0 | 0 | 0 | 0 | 0 | 0 | 0 | 0 | 0 | 0 | 0 | 0 | 0 | 0
|  | 1893 | 3 | 477 | 21 | 79 | 20 | 2 | 12 | 4.75 | 3.11 | 62 | 101611 | 2.936 | 0 | -111.7203 | 0.2 | 0 | 0 | 0 | 0 | 0 | 0 | 0 | 0 | 0 | 0 | 0 | 0 | 0 | 0 | 0 | 0 | 0 | 0
|  | 1894 | 3 | 478 | 22 | 79 | 20 | 2 | 12 | 3.68 | 3.27 | 67 | 101657 | 2.859 | 0 | -124.9971 | 0.2 | 0 | 0 | 0 | 0 | 0 | 0 | 0 | 0 | 0 | 0 | 0 | 0 | 0 | 0 | 0 | 0 | 0 | 0
|  | 1895 | 3 | 479 | 23 | 79 | 20 | 2 | 12 | 3.07 | 2.89 | 67 | 101670 | 2.897 | 0 | -140.3156 | 0.2 | 0 | 0 | 0 | 0 | 0 | 0 | 0 | 0 | 0 | 0 | 0 | 0 | 0 | 0 | 0 | 0 | 0 | 0
|  | 1896 | 3 | 480 | 24 | 79 | 20 | 2 | 12 | 2.47 | 2.51 | 67 | 101683 | 2.928 | 0 | -158.0652 | 0.2 | 0 | 0 | 0 | 0 | 0 | 0 | 0 | 0 | 0 | 0 | 0 | 0 | 0 | 0 | 0 | 0 | 0 | 0
|  | 1897 | 3 | 481 | 1 | 80 | 21 | 3 | 12 | 1.87 | 2.12 | 67 | 101696 | 2.951 | 0 | -177.839 | 0.2 | 0 | 0 | 0 | 0 | 0 | 0 | 0 | 0 | 0 | 0 | 0 | 0 | 0 | 0 | 0 | 0 | 0 | 0
|  | 1898 | 3 | 482 | 2 | 80 | 21 | 3 | 12 | 1.5 | 2.13 | 68 | 101663 | 2.904 | 0 | 162.397 | 0.2 | 0 | 0 | 0 | 0 | 0 | 0 | 0 | 0 | 0 | 0 | 0 | 0 | 0 | 0 | 0 | 0 | 0 | 0
|  | 1899 | 3 | 483 | 3 | 80 | 21 | 3 | 12 | 1.13 | 2.14 | 69 | 101630 | 2.858 | 0 | 144.2218 | 0.2 | 0 | 0 | 0 | 0 | 0 | 0 | 0 | 0 | 0 | 0 | 0 | 0 | 0 | 0 | 0 | 0 | 0 | 0
|  | 1900 | 3 | 484 | 4 | 80 | 21 | 3 | 12 | 0.76 | 2.15 | 70 | 101598 | 2.812 | 0 | 128.423 | 0.2 | 0 | 0 | 0 | 0 | 0 | 0 | 0 | 0 | 0 | 0 | 0 | 0 | 0 | 0 | 0 | 0 | 0 | 0
|  | 1901 | 3 | 485 | 5 | 80 | 21 | 3 | 12 | 0.48 | 2.16 | 70 | 101627 | 2.821 | 0 | 114.7707 | 0.2 | 0 | 0 | 0 | 0 | 0 | 0 | 0 | 0 | 0 | 0 | 0 | 0 | 0 | 0 | 0 | 0 | 0 | 0
|  | 1902 | 3 | 486 | 6 | 80 | 21 | 3 | 12 | 0.2 | 2.16 | 71 | 101657 | 2.828 | 0 | 102.604 | 0.2 | 0 | 0 | 0 | 0 | 0 | 0 | 0 | 0 | 0 | 0 | 0 | 0 | 0 | 0 | 0 | 0 | 0 | 0
|  | 1903 | 3 | 487 | 7 | 80 | 21 | 3 | 12 | -0.08 | 2.17 | 71 | 101686 | 2.834 | 0 | 91.2012 | 0.2 | 0 | 0 | 0 | 0 | 0 | 0 | 0 | 0 | 0 | 0 | 0 | 0 | 0 | 0 | 0 | 0 | 0 | 0
|  | 1904 | 3 | 488 | 8 | 80 | 21 | 3 | 12 | 2.23 | 2.27 | 69 | 101719 | 3.07 | 8.7889 | 79.872 | 0.2 | 28.6849 | 28.6849 | 411.019 | 28.6849 | 96.9817 | 28.6849 | 28.6849 | 28.6849 | 27.7164 | 27.7164 | 340.5279 | 27.7164 | 118.47 | 27.7164 | 27.7164 | 27.7164 | 81.6811 | 21.6329
|  | 1905 | 3 | 489 | 9 | 80 | 21 | 3 | 12 | 4.53 | 2.37 | 66 | 101752 | 3.286 | 18.309 | 67.9312 | 0.2 | 64.6883 | 64.6883 | 706.7525 | 64.6883 | 324.9969 | 64.6883 | 64.6883 | 64.6883 | 55.2917 | 55.2917 | 671.4048 | 55.2917 | 401.4629 | 55.2917 | 55.2917 | 55.2917 | 270.7842 | 41.5328
|  | 1906 | 3 | 490 | 10 | 80 | 21 | 3 | 12 | 6.84 | 2.47 | 64 | 101784 | 3.476 | 27.0047 | 54.6628 | 0.2 | 93.0475 | 93.0475 | 696.035 | 93.0475 | 520.574 | 93.0475 | 93.0475 | 93.0475 | 76.4487 | 76.4487 | 769.1937 | 76.4487 | 645.124 | 76.4487 | 76.4487 | 76.4487 | 433.9608 | 57.2589
|  | 1907 | 3 | 491 | 11 | 80 | 21 | 3 | 12 | 8.23 | 3.2 | 64 | 101762 | 3.513 | 34.265 | 39.375 | 0.2 | 111.0419 | 111.0419 | 582.3281 | 111.0419 | 685.3058 | 111.0419 | 111.0419 | 111.0419 | 86.5996 | 86.5996 | 777.7176 | 86.5996 | 850.5338 | 86.5996 | 111.2182 | 86.5996 | 569.4383 | 63.3361
|  | 1908 | 3 | 492 | 12 | 80 | 21 | 3 | 12 | 9.63 | 3.93 | 64 | 101739 | 3.522 | 39.3156 | 21.6975 | 0.2 | 120.8645 | 120.8645 | 390.7756 | 120.8645 | 799.2067 | 120.8645 | 120.8645 | 120.8645 | 90.1746 | 90.1746 | 703.7997 | 90.1746 | 992.6041 | 90.1746 | 322.0877 | 90.1746 | 662.1621 | 64.2763
|  | 1909 | 3 | 493 | 13 | 80 | 21 | 3 | 12 | 11.02 | 4.66 | 64 | 101716 | 3.491 | 41.3734 | 2.1596 | 0.2 | 124.6926 | 124.6926 | 151.954 | 124.6926 | 847.6142 | 124.6926 | 124.6926 | 124.6926 | 91.2771 | 91.2771 | 561.1211 | 91.2771 | 1053.0272 | 91.2771 | 522.5678 | 91.2771 | 701.5271 | 64.3287
|  | 1910 | 3 | 494 | 14 | 80 | 21 | 3 | 12 | 11.28 | 4.74 | 64 | 101660 | 3.447 | 40.0364 | -17.5918 | 0.2 | 121.4403 | 121.4403 | 121.4403 | 121.4403 | 833.2173 | 121.4403 | 347.1174 | 121.4403 | 87.7509 | 87.7509 | 371.7853 | 87.7509 | 1034.6655 | 87.7509 | 690.9409 | 87.7509 | 688.1281 | 60.7658
|  | 1911 | 3 | 495 | 15 | 80 | 21 | 3 | 12 | 11.53 | 4.81 | 64 | 101604 | 3.399 | 35.5721 | -35.7579 | 0.2 | 118.9411 | 118.9411 | 118.9411 | 118.9411 | 732.2977 | 118.9411 | 560.6234 | 118.9411 | 93.9907 | 93.9907 | 163.915 | 93.9907 | 909.9403 | 93.9907 | 788.5481 | 93.9907 | 610.9569 | 70.3867
|  | 1912 | 3 | 496 | 16 | 80 | 21 | 3 | 12 | 11.79 | 4.88 | 64 | 101549 | 3.35 | 28.7192 | -51.5517 | 0.2 | 107.0708 | 107.0708 | 107.0708 | 107.0708 | 582.638 | 107.0708 | 706.0499 | 107.0708 | 91.7846 | 91.7846 | 91.7846 | 91.7846 | 724.3792 | 91.7846 | 811.6446 | 91.7846 | 491.9602 | 72.9035
|  | 1913 | 3 | 497 | 17 | 80 | 21 | 3 | 12 | 10.42 | 4.17 | 63 | 101578 | 3.347 | 20.276 | -65.202 | 0.2 | 83.9534 | 83.9534 | 83.9534 | 83.9534 | 404.5153 | 83.9534 | 777.7756 | 83.9534 | 76.4004 | 76.4004 | 76.4004 | 76.4004 | 502.7289 | 76.4004 | 766.6638 | 76.4004 | 345.0121 | 62.6545
|  | 1914 | 3 | 498 | 18 | 80 | 21 | 3 | 12 | 9.05 | 3.47 | 61 | 101608 | 3.315 | 10.8904 | -77.3679 | 0.2 | 52.8676 | 52.8676 | 52.8676 | 52.8676 | 197.5045 | 52.8676 | 698.2375 | 52.8676 | 55.1955 | 55.1955 | 55.1955 | 55.1955 | 247.4466 | 55.1955 | 601.5183 | 55.1955 | 177.5836 | 50.3365
|  | 1915 | 3 | 499 | 19 | 80 | 21 | 3 | 12 | 7.69 | 2.76 | 60 | 101637 | 3.262 | 1.0558 | -88.7705 | 0.2 | 10.8985 | 10.8985 | 10.8985 | 10.8985 | 14.7403 | 10.8985 | 189.9062 | 10.8985 | 17.8256 | 17.8256 | 17.8256 | 17.8256 | 22.8755 | 17.8256 | 146.7365 | 17.8256 | 25.906 | 22.6062
|  | 1916 | 3 | 500 | 20 | 80 | 21 | 3 | 12 | 6.64 | 2.88 | 64 | 101689 | 3.2 | 0 | -100.0998 | 0.2 | 0 | 0 | 0 | 0 | 0 | 0 | 0 | 0 | 0 | 0 | 0 | 0 | 0 | 0 | 0 | 0 | 0 | 0
|  | 1917 | 3 | 501 | 21 | 80 | 21 | 3 | 12 | 5.59 | 3.01 | 67 | 101742 | 3.128 | 0 | -112.0413 | 0.2 | 0 | 0 | 0 | 0 | 0 | 0 | 0 | 0 | 0 | 0 | 0 | 0 | 0 | 0 | 0 | 0 | 0 | 0
|  | 1918 | 3 | 502 | 22 | 80 | 21 | 3 | 12 | 4.54 | 3.13 | 71 | 101794 | 3.049 | 0 | -125.3113 | 0.2 | 0 | 0 | 0 | 0 | 0 | 0 | 0 | 0 | 0 | 0 | 0 | 0 | 0 | 0 | 0 | 0 | 0 | 0
|  | 1919 | 3 | 503 | 23 | 80 | 21 | 3 | 12 | 3.87 | 2.9 | 73 | 101801 | 3.125 | 0 | -140.6033 | 0.2 | 0 | 0 | 0 | 0 | 0 | 0 | 0 | 0 | 0 | 0 | 0 | 0 | 0 | 0 | 0 | 0 | 0 | 0
|  | 1920 | 3 | 504 | 24 | 80 | 21 | 3 | 12 | 3.2 | 2.66 | 76 | 101807 | 3.188 | 0 | -158.289 | 0.2 | 0 | 0 | 0 | 0 | 0 | 0 | 0 | 0 | 0 | 0 | 0 | 0 | 0 | 0 | 0 | 0 | 0 | 0
|  | 1921 | 3 | 505 | 1 | 81 | 22 | 4 | 12 | 2.53 | 2.43 | 79 | 101814 | 3.236 | 0 | -177.9557 | 0.2 | 0 | 0 | 0 | 0 | 0 | 0 | 0 | 0 | 0 | 0 | 0 | 0 | 0 | 0 | 0 | 0 | 0 | 0
|  | 1922 | 3 | 506 | 2 | 81 | 22 | 4 | 12 | 2.13 | 2.44 | 80 | 101794 | 3.112 | 0 | 162.4005 | 0.2 | 0 | 0 | 0 | 0 | 0 | 0 | 0 | 0 | 0 | 0 | 0 | 0 | 0 | 0 | 0 | 0 | 0 | 0
|  | 1923 | 3 | 507 | 3 | 81 | 22 | 4 | 12 | 1.74 | 2.46 | 81 | 101775 | 2.994 | 0 | 144.3211 | 0.2 | 0 | 0 | 0 | 0 | 0 | 0 | 0 | 0 | 0 | 0 | 0 | 0 | 0 | 0 | 0 | 0 | 0 | 0
|  | 1924 | 3 | 508 | 4 | 81 | 22 | 4 | 12 | 1.34 | 2.47 | 82 | 101755 | 2.878 | 0 | 128.5804 | 0.2 | 0 | 0 | 0 | 0 | 0 | 0 | 0 | 0 | 0 | 0 | 0 | 0 | 0 | 0 | 0 | 0 | 0 | 0
|  | 1925 | 3 | 509 | 5 | 81 | 22 | 4 | 12 | 0.88 | 2.44 | 86 | 101781 | 2.896 | 0 | 114.9573 | 0.2 | 0 | 0 | 0 | 0 | 0 | 0 | 0 | 0 | 0 | 0 | 0 | 0 | 0 | 0 | 0 | 0 | 0 | 0
|  | 1926 | 3 | 510 | 6 | 81 | 22 | 4 | 12 | 0.41 | 2.41 | 90 | 101807 | 2.907 | 0 | 102.8034 | 0.2 | 0 | 0 | 0 | 0 | 0 | 0 | 0 | 0 | 0 | 0 | 0 | 0 | 0 | 0 | 0 | 0 | 0 | 0
|  | 1927 | 3 | 511 | 7 | 81 | 22 | 4 | 12 | -0.06 | 2.39 | 94 | 101834 | 2.913 | 0 | 91.4046 | 0.2 | 0 | 0 | 0 | 0 | 0 | 0 | 0 | 0 | 0 | 0 | 0 | 0 | 0 | 0 | 0 | 0 | 0 | 0
|  | 1928 | 3 | 512 | 8 | 81 | 22 | 4 | 12 | 2.54 | 2.11 | 88 | 101863 | 3.253 | 9.1404 | 80.0732 | 0.2 | 30.3739 | 30.3739 | 387.6154 | 30.3739 | 92.8947 | 30.3739 | 30.3739 | 30.3739 | 29.9914 | 29.9914 | 323.8608 | 29.9914 | 115.4618 | 29.9914 | 29.9914 | 29.9914 | 82.189 | 23.8365
|  | 1929 | 3 | 513 | 9 | 81 | 22 | 4 | 12 | 5.15 | 1.84 | 83 | 101893 | 3.599 | 18.6698 | 68.1223 | 0.2 | 66.5208 | 66.5208 | 703.3075 | 66.5208 | 322.2196 | 66.5208 | 66.5208 | 66.5208 | 57.4105 | 57.4105 | 671.6402 | 57.4105 | 402.1703 | 57.4105 | 57.4105 | 57.4105 | 275.4289 | 43.5636
|  | 1930 | 3 | 514 | 10 | 81 | 22 | 4 | 12 | 7.75 | 1.57 | 78 | 101922 | 3.934 | 27.3802 | 54.8294 | 0.2 | 92.8049 | 92.8049 | 706.2152 | 92.8049 | 525.0463 | 92.8049 | 92.8049 | 92.8049 | 74.7495 | 74.7495 | 783.3088 | 74.7495 | 655.203 | 74.7495 | 74.7495 | 74.7495 | 443.6501 | 55.0062
|  | 1931 | 3 | 515 | 11 | 81 | 22 | 4 | 12 | 9.54 | 2.06 | 71 | 101896 | 3.991 | 34.6573 | 39.4908 | 0.2 | 111.9935 | 111.9935 | 583.6402 | 111.9935 | 684.3331 | 111.9935 | 111.9935 | 111.9935 | 87.1958 | 87.1958 | 783.2449 | 87.1958 | 854.4455 | 87.1958 | 116.2357 | 87.1958 | 576.4814 | 63.7661
|  | 1932 | 3 | 516 | 12 | 81 | 22 | 4 | 12 | 11.34 | 2.54 | 65 | 101870 | 3.992 | 39.7188 | 21.7249 | 0.2 | 129.4304 | 129.4304 | 386.567 | 129.4304 | 774.7686 | 129.4304 | 129.4304 | 129.4304 | 101.0266 | 101.0266 | 690.9347 | 101.0266 | 965.4347 | 101.0266 | 327.2887 | 101.0266 | 649.9762 | 72.8567
|  | 1933 | 3 | 517 | 13 | 81 | 22 | 4 | 12 | 13.13 | 3.02 | 59 | 101843 | 3.918 | 41.7714 | 2.0681 | 0.2 | 133.2451 | 133.2451 | 157.9933 | 133.2451 | 818.5952 | 133.2451 | 133.2451 | 133.2451 | 100.4264 | 100.4264 | 551.0688 | 100.4264 | 1018.185 | 100.4264 | 516.0697 | 100.4264 | 681.4232 | 68.8667
|  | 1934 | 3 | 518 | 14 | 81 | 22 | 4 | 12 | 13.56 | 3.44 | 58 | 101798 | 3.877 | 40.4087 | -17.7964 | 0.2 | 128.3872 | 128.3872 | 128.3872 | 128.3872 | 816.155 | 128.3872 | 349.1577 | 128.3872 | 95.134 | 95.134 | 373.856 | 95.134 | 1016.2896 | 95.134 | 686.0726 | 95.134 | 679.975 | 65.0321
|  | 1935 | 3 | 519 | 15 | 81 | 22 | 4 | 12 | 13.99 | 3.86 | 57 | 101752 | 3.828 | 35.9069 | -36.036 | 0.2 | 128.9504 | 128.9504 | 128.9504 | 128.9504 | 707.7478 | 128.9504 | 550.0268 | 128.9504 | 108.1378 | 108.1378 | 176.8537 | 108.1378 | 883.8712 | 108.1378 | 772.3456 | 108.1378 | 602.0423 | 83.7869
|  | 1936 | 3 | 520 | 16 | 81 | 22 | 4 | 12 | 14.42 | 4.28 | 56 | 101706 | 3.774 | 29.0172 | -51.8629 | 0.2 | 107.9479 | 107.9479 | 107.9479 | 107.9479 | 580.4555 | 107.9479 | 709.7555 | 107.9479 | 92.4102 | 92.4102 | 92.4102 | 92.4102 | 726.6358 | 92.4102 | 818.0647 | 92.4102 | 497.8228 | 73.4
|  | 1937 | 3 | 521 | 17 | 81 | 22 | 4 | 12 | 12.79 | 3.83 | 53 | 101735 | 3.9 | 20.5455 | -65.5228 | 0.2 | 95.5122 | 95.5122 | 95.5122 | 95.5122 | 371.9053 | 95.5122 | 702.6403 | 95.5122 | 97.5555 | 97.5555 | 97.5555 | 97.5555 | 469.7824 | 97.5555 | 703.6474 | 97.5555 | 338.0572 | 88.0418
|  | 1938 | 3 | 522 | 18 | 81 | 22 | 4 | 12 | 11.16 | 3.39 | 50 | 101765 | 3.956 | 11.1424 | -77.6894 | 0.2 | 54.7728 | 54.7728 | 54.7728 | 54.7728 | 188.7188 | 54.7728 | 668.5567 | 54.7728 | 59.292 | 59.292 | 59.292 | 59.292 | 241.5008 | 59.292 | 580.7975 | 59.292 | 179.7509 | 56.0146
|  | 1939 | 3 | 523 | 19 | 81 | 22 | 4 | 12 | 9.54 | 2.95 | 47 | 101794 | 3.957 | 1.3012 | -89.0912 | 0.2 | 14.807 | 14.807 | 14.807 | 14.807 | 16.7227 | 14.807 | 135.5707 | 14.807 | 23.3235 | 22.7381 | 22.7381 | 22.7381 | 26.0326 | 22.7381 | 110.0709 | 22.7381 | 29.7435 | 27
|  | 1940 | 3 | 524 | 20 | 81 | 22 | 4 | 12 | 8.41 | 2.94 | 52 | 101860 | 3.85 | 0 | -100.4207 | 0.2 | 0 | 0 | 0 | 0 | 0 | 0 | 0 | 0 | 0 | 0 | 0 | 0 | 0 | 0 | 0 | 0 | 0 | 0
|  | 1941 | 3 | 525 | 21 | 81 | 22 | 4 | 12 | 7.28 | 2.93 | 56 | 101925 | 3.734 | 0 | -112.3617 | 0.2 | 0 | 0 | 0 | 0 | 0 | 0 | 0 | 0 | 0 | 0 | 0 | 0 | 0 | 0 | 0 | 0 | 0 | 0
|  | 1942 | 3 | 526 | 22 | 81 | 22 | 4 | 12 | 6.15 | 2.92 | 60 | 101991 | 3.612 | 0 | -125.6244 | 0.2 | 0 | 0 | 0 | 0 | 0 | 0 | 0 | 0 | 0 | 0 | 0 | 0 | 0 | 0 | 0 | 0 | 0 | 0
|  | 1943 | 3 | 527 | 23 | 81 | 22 | 4 | 12 | 5.69 | 2.69 | 65 | 102007 | 3.668 | 0 | -140.8894 | 0.2 | 0 | 0 | 0 | 0 | 0 | 0 | 0 | 0 | 0 | 0 | 0 | 0 | 0 | 0 | 0 | 0 | 0 | 0
|  | 1944 | 3 | 528 | 24 | 81 | 22 | 4 | 12 | 5.23 | 2.46 | 69 | 102024 | 3.716 | 0 | -158.5112 | 0.2 | 0 | 0 | 0 | 0 | 0 | 0 | 0 | 0 | 0 | 0 | 0 | 0 | 0 | 0 | 0 | 0 | 0 | 0
|  | 1945 | 3 | 529 | 1 | 82 | 23 | 5 | 12 | 4.77 | 2.22 | 74 | 102040 | 3.757 | 0 | -178.0717 | 0.2 | 0 | 0 | 0 | 0 | 0 | 0 | 0 | 0 | 0 | 0 | 0 | 0 | 0 | 0 | 0 | 0 | 0 | 0
|  | 1946 | 3 | 530 | 2 | 82 | 23 | 5 | 12 | 4.3 | 2.38 | 77 | 101997 | 3.513 | 0 | 162.403 | 0.2 | 0 | 0 | 0 | 0 | 0 | 0 | 0 | 0 | 0 | 0 | 0 | 0 | 0 | 0 | 0 | 0 | 0 | 0
|  | 1947 | 3 | 531 | 3 | 82 | 23 | 5 | 12 | 3.83 | 2.53 | 81 | 101955 | 3.28 | 0 | 144.4186 | 0.2 | 0 | 0 | 0 | 0 | 0 | 0 | 0 | 0 | 0 | 0 | 0 | 0 | 0 | 0 | 0 | 0 | 0 | 0
|  | 1948 | 3 | 532 | 4 | 82 | 23 | 5 | 12 | 3.36 | 2.69 | 84 | 101912 | 3.058 | 0 | 128.7358 | 0.2 | 0 | 0 | 0 | 0 | 0 | 0 | 0 | 0 | 0 | 0 | 0 | 0 | 0 | 0 | 0 | 0 | 0 | 0
|  | 1949 | 3 | 533 | 5 | 82 | 23 | 5 | 12 | 2.91 | 2.71 | 84 | 101942 | 3.081 | 0 | 115.1424 | 0.2 | 0 | 0 | 0 | 0 | 0 | 0 | 0 | 0 | 0 | 0 | 0 | 0 | 0 | 0 | 0 | 0 | 0 | 0
|  | 1950 | 3 | 534 | 6 | 82 | 23 | 5 | 12 | 2.46 | 2.73 | 83 | 101971 | 3.1 | 0 | 103.0017 | 0.2 | 0 | 0 | 0 | 0 | 0 | 0 | 0 | 0 | 0 | 0 | 0 | 0 | 0 | 0 | 0 | 0 | 0 | 0
|  | 1951 | 3 | 535 | 7 | 82 | 23 | 5 | 12 | 2 | 2.74 | 83 | 102001 | 3.111 | 0 | 91.6073 | 0.2 | 0 | 0 | 0 | 0 | 0 | 0 | 0 | 0 | 0 | 0 | 0 | 0 | 0 | 0 | 0 | 0 | 0 | 0
|  | 1952 | 3 | 536 | 8 | 82 | 23 | 5 | 12 | 4.96 | 2.81 | 77 | 102040 | 3.552 | 9.4919 | 80.2741 | 0.2 | 32.0318 | 32.0318 | 433.3107 | 32.0318 | 100.8104 | 32.0318 | 32.0318 | 32.0318 | 31.0652 | 31.0652 | 362.9455 | 31.0652 | 127.8323 | 31.0652 | 31.0652 | 31.0652 | 92.5701 | 24.4994
|  | 1953 | 3 | 537 | 9 | 82 | 23 | 5 | 12 | 7.92 | 2.87 | 70 | 102079 | 4.011 | 19.0305 | 68.3135 | 0.2 | 68.4388 | 68.4388 | 703.3437 | 68.4388 | 320.9244 | 68.4388 | 68.4388 | 68.4388 | 59.5383 | 59.5383 | 675.1311 | 59.5383 | 404.7198 | 59.5383 | 59.5383 | 59.5383 | 281.265 | 45.5903
|  | 1954 | 3 | 538 | 10 | 82 | 23 | 5 | 12 | 10.88 | 2.94 | 63 | 102119 | 4.473 | 27.7557 | 54.9964 | 0.2 | 96.788 | 96.788 | 687.9836 | 96.788 | 510.8026 | 96.788 | 96.788 | 96.788 | 81.3109 | 81.3109 | 767.9236 | 81.3109 | 642.6377 | 81.3109 | 81.3109 | 81.3109 | 442.1971 | 62.3757
|  | 1955 | 3 | 539 | 11 | 82 | 23 | 5 | 12 | 12.48 | 3.43 | 61 | 102079 | 4.607 | 35.0494 | 39.6069 | 0.2 | 113.8822 | 113.8822 | 579.4705 | 113.8822 | 676.543 | 113.8822 | 113.8822 | 113.8822 | 89.938 | 89.938 | 781.4177 | 89.938 | 850.0583 | 89.938 | 122.9764 | 89.938 | 579.1088 | 66.7973
|  | 1956 | 3 | 540 | 12 | 82 | 23 | 5 | 12 | 14.09 | 3.92 | 59 | 102040 | 4.709 | 40.1218 | 21.7518 | 0.2 | 122.1877 | 122.1877 | 390.7464 | 122.1877 | 795.2742 | 122.1877 | 122.1877 | 122.1877 | 90.6536 | 90.6536 | 712.3931 | 90.6536 | 998.4374 | 90.6536 | 332.5937 | 90.6536 | 675.1529 | 64.4393
|  | 1957 | 3 | 541 | 13 | 82 | 23 | 5 | 12 | 15.69 | 4.41 | 57 | 102001 | 4.768 | 42.1689 | 1.9746 | 0.2 | 125.9749 | 125.9749 | 150.7 | 125.9749 | 843.1394 | 125.9749 | 125.9749 | 125.9749 | 91.7272 | 91.7272 | 568.8027 | 91.7272 | 1058.4313 | 91.7272 | 533.8361 | 91.7272 | 714.4473 | 64.4858
|  | 1958 | 3 | 542 | 14 | 82 | 23 | 5 | 12 | 15.97 | 4.46 | 57 | 101919 | 4.873 | 40.7802 | -18.004 | 0.2 | 117.8196 | 117.8196 | 117.8196 | 117.8196 | 840.7142 | 117.8196 | 352.7576 | 117.8196 | 79.9328 | 79.9328 | 377.4246 | 79.9328 | 1054.7146 | 79.9328 | 709.6772 | 79.9328 | 707.5107 | 51.8557
|  | 1959 | 3 | 543 | 15 | 82 | 23 | 5 | 12 | 16.25 | 4.5 | 57 | 101837 | 4.98 | 36.2405 | -36.3169 | 0.2 | 118.1713 | 118.1713 | 118.1713 | 118.1713 | 732.9057 | 118.1713 | 570.018 | 118.1713 | 90.7006 | 90.7006 | 166.6182 | 90.7006 | 920.8049 | 90.7006 | 805.6259 | 90.7006 | 625.293 | 66.0826
|  | 1960 | 3 | 544 | 16 | 82 | 23 | 5 | 12 | 16.53 | 4.54 | 57 | 101755 | 5.088 | 29.3138 | -52.1762 | 0.2 | 107.0866 | 107.0866 | 107.0866 | 107.0866 | 582.5598 | 107.0866 | 719.5372 | 107.0866 | 89.662 | 89.662 | 89.662 | 89.662 | 733.7135 | 89.662 | 830.5712 | 89.662 | 505.0758 | 69.7225
|  | 1961 | 3 | 545 | 17 | 82 | 23 | 5 | 12 | 14.85 | 4.06 | 55 | 101781 | 5.19 | 20.8138 | -65.845 | 0.2 | 87.2305 | 87.2305 | 87.2305 | 87.2305 | 392.6432 | 87.2305 | 768.2335 | 87.2305 | 81.2565 | 81.2565 | 81.2565 | 81.2565 | 497.8349 | 81.2565 | 763.4174 | 81.2565 | 352.0318 | 68.3136
|  | 1962 | 3 | 546 | 18 | 82 | 23 | 5 | 12 | 13.17 | 3.59 | 54 | 101807 | 5.21 | 11.3933 | -78.0116 | 0.2 | 55.001 | 55.001 | 55.001 | 55.001 | 192.2406 | 55.001 | 701.3073 | 55.001 | 57.4239 | 57.4239 | 57.4239 | 57.4239 | 248.6136 | 57.4239 | 608.5781 | 57.4239 | 185.5823 | 52.4388
|  | 1963 | 3 | 547 | 19 | 82 | 23 | 5 | 12 | 11.5 | 3.12 | 52 | 101834 | 5.166 | 1.546 | -89.4122 | 0.2 | 16.0229 | 16.0229 | 16.0229 | 16.0229 | 17.5546 | 16.0229 | 165.3107 | 16.0229 | 26.2279 | 24.4618 | 24.4618 | 24.4618 | 28.394 | 24.4618 | 132.8734 | 24.4618 | 33.0293 | 29
|  | 1964 | 3 | 548 | 20 | 82 | 23 | 5 | 12 | 10.28 | 3.09 | 57 | 101876 | 5.109 | 0 | -100.7414 | 0.2 | 0 | 0 | 0 | 0 | 0 | 0 | 0 | 0 | 0 | 0 | 0 | 0 | 0 | 0 | 0 | 0 | 0 | 0
|  | 1965 | 3 | 549 | 21 | 82 | 23 | 5 | 12 | 9.06 | 3.06 | 63 | 101919 | 5.026 | 0 | -112.6815 | 0.2 | 0 | 0 | 0 | 0 | 0 | 0 | 0 | 0 | 0 | 0 | 0 | 0 | 0 | 0 | 0 | 0 | 0 | 0
|  | 1966 | 3 | 550 | 22 | 82 | 23 | 5 | 12 | 7.84 | 3.03 | 68 | 101961 | 4.919 | 0 | -125.9363 | 0.2 | 0 | 0 | 0 | 0 | 0 | 0 | 0 | 0 | 0 | 0 | 0 | 0 | 0 | 0 | 0 | 0 | 0 | 0
|  | 1967 | 3 | 551 | 23 | 82 | 23 | 5 | 12 | 7.11 | 2.79 | 75 | 101935 | 4.923 | 0 | -141.1738 | 0.2 | 0 | 0 | 0 | 0 | 0 | 0 | 0 | 0 | 0 | 0 | 0 | 0 | 0 | 0 | 0 | 0 | 0 | 0
|  | 1968 | 3 | 552 | 24 | 82 | 23 | 5 | 12 | 6.38 | 2.54 | 81 | 101909 | 4.914 | 0 | -158.7318 | 0.2 | 0 | 0 | 0 | 0 | 0 | 0 | 0 | 0 | 0 | 0 | 0 | 0 | 0 | 0 | 0 | 0 | 0 | 0
|  | 1969 | 3 | 553 | 1 | 83 | 24 | 6 | 12 | 5.65 | 2.29 | 88 | 101883 | 4.891 | 0 | -178.1871 | 0.2 | 0 | 0 | 0 | 0 | 0 | 0 | 0 | 0 | 0 | 0 | 0 | 0 | 0 | 0 | 0 | 0 | 0 | 0
|  | 1970 | 3 | 554 | 2 | 83 | 24 | 6 | 12 | 5.12 | 2.22 | 92 | 101827 | 4.696 | 0 | 162.4048 | 0.2 | 0 | 0 | 0 | 0 | 0 | 0 | 0 | 0 | 0 | 0 | 0 | 0 | 0 | 0 | 0 | 0 | 0 | 0
|  | 1971 | 3 | 555 | 3 | 83 | 24 | 6 | 12 | 4.59 | 2.15 | 97 | 101771 | 4.508 | 0 | 144.5144 | 0.2 | 0 | 0 | 0 | 0 | 0 | 0 | 0 | 0 | 0 | 0 | 0 | 0 | 0 | 0 | 0 | 0 | 0 | 0
|  | 1972 | 3 | 556 | 4 | 83 | 24 | 6 | 12 | 4.06 | 2.08 | 101 | 101716 | 4.327 | 0 | 128.8894 | 0.2 | 0 | 0 | 0 | 0 | 0 | 0 | 0 | 0 | 0 | 0 | 0 | 0 | 0 | 0 | 0 | 0 | 0 | 0
|  | 1973 | 3 | 557 | 5 | 83 | 24 | 6 | 12 | 3.46 | 2.19 | 105 | 101722 | 4.251 | 0 | 115.3259 | 0.2 | 0 | 0 | 0 | 0 | 0 | 0 | 0 | 0 | 0 | 0 | 0 | 0 | 0 | 0 | 0 | 0 | 0 | 0
|  | 1974 | 3 | 558 | 6 | 83 | 24 | 6 | 12 | 2.85 | 2.29 | 108 | 101729 | 4.17 | 0 | 103.1989 | 0.2 | 0 | 0 | 0 | 0 | 0 | 0 | 0 | 0 | 0 | 0 | 0 | 0 | 0 | 0 | 0 | 0 | 0 | 0
|  | 1975 | 3 | 559 | 7 | 83 | 24 | 6 | 12 | 2.24 | 2.4 | 112 | 101735 | 4.088 | 0 | 91.8093 | 0.2 | 0 | 0 | 0 | 0 | 0 | 0 | 0 | 0 | 0 | 0 | 0 | 0 | 0 | 0 | 0 | 0 | 0 | 0
|  | 1976 | 3 | 560 | 8 | 83 | 24 | 6 | 12 | 5.56 | 2 | 104 | 101752 | 4.696 | 9.8432 | 80.4747 | 0.2 | 33.5167 | 33.5167 | 466.1283 | 33.5167 | 106.1071 | 33.5167 | 33.5167 | 33.5167 | 34.5739 | 32.0848 | 391.8057 | 32.0848 | 137.2323 | 32.0848 | 32.0848 | 32.0848 | 101.2699 | 25.1594
|  | 1977 | 3 | 561 | 9 | 83 | 24 | 6 | 12 | 8.87 | 1.59 | 95 | 101768 | 5.304 | 19.391 | 68.5049 | 0.2 | 73.2632 | 73.2632 | 652.2573 | 73.2632 | 301.2777 | 73.2632 | 73.2632 | 73.2632 | 68.29 | 68.29 | 632.5763 | 68.29 | 384.3962 | 68.29 | 68.29 | 68.29 | 274.7592 | 55.7321
|  | 1978 | 3 | 562 | 10 | 83 | 24 | 6 | 12 | 12.19 | 1.19 | 87 | 101784 | 5.886 | 28.1308 | 55.1638 | 0.2 | 101.6383 | 101.6383 | 661.7239 | 101.6383 | 491.4327 | 101.6383 | 101.6383 | 101.6383 | 90.3829 | 90.3829 | 744.394 | 90.3829 | 623.9799 | 90.3829 | 90.3829 | 90.3829 | 438.1509 | 73.3251
|  | 1979 | 3 | 563 | 11 | 83 | 24 | 6 | 12 | 13.83 | 1.36 | 79 | 101719 | 5.941 | 35.4413 | 39.7234 | 0.2 | 120.0235 | 120.0235 | 569.2706 | 120.0235 | 660.6951 | 120.0235 | 120.0235 | 120.0235 | 97.2242 | 97.2242 | 768.6755 | 97.2242 | 833.3223 | 97.2242 | 133.3442 | 97.2242 | 572.4623 | 72.1339
|  | 1980 | 3 | 564 | 12 | 83 | 24 | 6 | 12 | 15.48 | 1.54 | 70 | 101653 | 5.925 | 40.5245 | 21.7782 | 0.2 | 126.5467 | 126.5467 | 389.9935 | 126.5467 | 785.9381 | 126.5467 | 126.5467 | 126.5467 | 93.4373 | 93.4373 | 708.9251 | 93.4373 | 988.9002 | 93.4373 | 336.355 | 93.4373 | 670.4356 | 63.4513
|  | 1981 | 3 | 565 | 13 | 83 | 24 | 6 | 12 | 17.12 | 1.71 | 62 | 101588 | 5.82 | 42.5659 | 1.8792 | 0.2 | 128.3405 | 128.3405 | 151.6864 | 128.3405 | 839.8927 | 128.3405 | 128.3405 | 128.3405 | 90.5013 | 90.5013 | 569.3698 | 90.5013 | 1056.0051 | 90.5013 | 536.3536 | 90.5013 | 712.3948 | 58.5186
|  | 1982 | 3 | 566 | 14 | 83 | 24 | 6 | 12 | 17.46 | 1.84 | 61 | 101499 | 5.685 | 41.1508 | -18.2144 | 0.2 | 120.5821 | 120.5821 | 120.5821 | 120.5821 | 831.1837 | 120.5821 | 354.4137 | 120.5821 | 83.8244 | 83.8244 | 380.7631 | 83.8244 | 1048.5782 | 83.8244 | 711.4509 | 83.8244 | 709.6779 | 55.9116
|  | 1983 | 3 | 567 | 15 | 83 | 24 | 6 | 12 | 17.79 | 1.97 | 61 | 101411 | 5.539 | 36.5729 | -36.6006 | 0.2 | 120.623 | 120.623 | 120.623 | 120.623 | 723.6177 | 120.623 | 568.4563 | 120.623 | 94.4978 | 94.4978 | 171.8796 | 94.4978 | 914.9271 | 94.4978 | 805.2115 | 94.4978 | 627.6748 | 70.4071
|  | 1984 | 3 | 568 | 16 | 83 | 24 | 6 | 12 | 18.13 | 2.1 | 61 | 101322 | 5.386 | 29.6091 | -52.4916 | 0.2 | 107.8754 | 107.8754 | 107.8754 | 107.8754 | 579.0907 | 107.8754 | 721.7878 | 107.8754 | 90.2653 | 90.2653 | 90.2653 | 90.2653 | 734.4527 | 90.2653 | 835.3548 | 90.2653 | 510.027 | 70.2238
|  | 1985 | 3 | 569 | 17 | 83 | 24 | 6 | 12 | 16.45 | 2.4 | 58 | 101299 | 5.867 | 21.0808 | -66.1685 | 0.2 | 85.1314 | 85.1314 | 85.1314 | 85.1314 | 399.7473 | 85.1314 | 797.3993 | 85.1314 | 75.5784 | 75.5784 | 75.5784 | 75.5784 | 510.2906 | 75.5784 | 791.4731 | 75.5784 | 360.8136 | 60.6537
|  | 1986 | 3 | 570 | 18 | 83 | 24 | 6 | 12 | 14.77 | 2.71 | 55 | 101277 | 6.188 | 11.6432 | -78.3345 | 0.2 | 53.1402 | 53.1402 | 53.1402 | 53.1402 | 200.1235 | 53.1402 | 765.0568 | 53.1402 | 53.1972 | 51.213 | 51.213 | 51.213 | 261.0628 | 51.213 | 660.531 | 51.213 | 193.057 | 43.2676
|  | 1987 | 3 | 571 | 19 | 83 | 24 | 6 | 12 | 13.1 | 3.02 | 52 | 101254 | 6.378 | 1.79 | -89.7333 | 0.2 | 18.5365 | 18.5365 | 18.5365 | 18.5365 | 18.8932 | 18.5365 | 95.1782 | 18.5365 | 28.6654 | 27.224 | 27.224 | 27.224 | 29.1699 | 27.224 | 83.1115 | 27.224 | 33.3952 | 31
|  | 1988 | 3 | 572 | 20 | 83 | 24 | 6 | 12 | 11.67 | 2.38 | 74 | 101244 | 6.166 | 0 | -101.0618 | 0.2 | 0 | 0 | 0 | 0 | 0 | 0 | 0 | 0 | 0 | 0 | 0 | 0 | 0 | 0 | 0 | 0 | 0 | 0
|  | 1989 | 3 | 573 | 21 | 83 | 24 | 6 | 12 | 10.24 | 1.73 | 96 | 101234 | 5.935 | 0 | -113.0004 | 0.2 | 0 | 0 | 0 | 0 | 0 | 0 | 0 | 0 | 0 | 0 | 0 | 0 | 0 | 0 | 0 | 0 | 0 | 0
|  | 1990 | 3 | 574 | 22 | 83 | 24 | 6 | 12 | 8.81 | 1.09 | 119 | 101224 | 5.688 | 0 | -126.2469 | 0.2 | 0 | 0 | 0 | 0 | 0 | 0 | 0 | 0 | 0 | 0 | 0 | 0 | 0 | 0 | 0 | 0 | 0 | 0
|  | 1991 | 3 | 575 | 23 | 83 | 24 | 6 | 12 | 7.73 | 1.37 | 137 | 101165 | 5.449 | 0 | -141.4564 | 0.2 | 0 | 0 | 0 | 0 | 0 | 0 | 0 | 0 | 0 | 0 | 0 | 0 | 0 | 0 | 0 | 0 | 0 | 0
|  | 1992 | 3 | 576 | 24 | 83 | 24 | 6 | 12 | 6.65 | 1.64 | 156 | 101106 | 5.211 | 0 | -158.9506 | 0.2 | 0 | 0 | 0 | 0 | 0 | 0 | 0 | 0 | 0 | 0 | 0 | 0 | 0 | 0 | 0 | 0 | 0 | 0
|  | 1993 | 3 | 577 | 1 | 84 | 25 | 7 | 12 | 5.57 | 1.92 | 174 | 101047 | 4.977 | 0 | -178.3016 | 0.2 | 0 | 0 | 0 | 0 | 0 | 0 | 0 | 0 | 0 | 0 | 0 | 0 | 0 | 0 | 0 | 0 | 0 | 0
|  | 1994 | 3 | 578 | 2 | 84 | 25 | 7 | 12 | 5.76 | 2.33 | 180 | 100942 | 4.951 | 0 | 162.406 | 0.2 | 0 | 0 | 0 | 0 | 0 | 0 | 0 | 0 | 0 | 0 | 0 | 0 | 0 | 0 | 0 | 0 | 0 | 0
|  | 1995 | 3 | 579 | 3 | 84 | 25 | 7 | 12 | 5.95 | 2.74 | 186 | 100837 | 4.923 | 0 | 144.6086 | 0.2 | 0 | 0 | 0 | 0 | 0 | 0 | 0 | 0 | 0 | 0 | 0 | 0 | 0 | 0 | 0 | 0 | 0 | 0
|  | 1996 | 3 | 580 | 4 | 84 | 25 | 7 | 12 | 6.13 | 3.16 | 192 | 100733 | 4.89 | 0 | 129.0413 | 0.2 | 0 | 0 | 0 | 0 | 0 | 0 | 0 | 0 | 0 | 0 | 0 | 0 | 0 | 0 | 0 | 0 | 0 | 0
|  | 1997 | 3 | 581 | 5 | 84 | 25 | 7 | 12 | 6.27 | 3.01 | 199 | 100690 | 4.887 | 0 | 115.5079 | 0.2 | 0 | 0 | 0 | 0 | 0 | 0 | 0 | 0 | 0 | 0 | 0 | 0 | 0 | 0 | 0 | 0 | 0 | 0
|  | 1998 | 3 | 582 | 6 | 84 | 25 | 7 | 12 | 6.41 | 2.86 | 205 | 100647 | 4.882 | 0 | 103.3949 | 0.2 | 0 | 0 | 0 | 0 | 0 | 0 | 0 | 0 | 0 | 0 | 0 | 0 | 0 | 0 | 0 | 0 | 0 | 0
|  | 1999 | 3 | 583 | 7 | 84 | 25 | 7 | 12 | 6.55 | 2.7 | 212 | 100605 | 4.878 | 0.30776 | 92.0106 | 0.2 | 0 | 0 | 0 | 0 | 0 | 0 | 0 | 0 | 0 | 0 | 0 | 0 | 0 | 0 | 0 | 0 | 0 | 0
|  | 2000 | 3 | 584 | 8 | 84 | 25 | 7 | 12 | 9.21 | 2.78 | 217 | 100582 | 5.316 | 10.1943 | 80.6752 | 0.2 | 35.8229 | 35.8229 | 287.7907 | 35.8229 | 77.1963 | 35.8229 | 35.8229 | 35.8229 | 42.3009 | 39.088 | 249.7245 | 39.088 | 100.8118 | 39.088 | 39.088 | 39.088 | 80.0648 | 34.1476
|  | 2001 | 3 | 585 | 9 | 84 | 25 | 7 | 12 | 11.86 | 2.86 | 223 | 100559 | 5.711 | 19.7511 | 68.6965 | 0.2 | 82.3542 | 82.3542 | 434.6345 | 82.3542 | 219.7276 | 82.3542 | 82.3542 | 82.3542 | 92.118 | 92.118 | 437.2188 | 92.118 | 285.2567 | 92.118 | 92.118 | 92.118 | 221.9201 | 86.1541
|  | 2002 | 3 | 586 | 10 | 84 | 25 | 7 | 12 | 14.52 | 2.94 | 228 | 100536 | 6.04 | 28.5055 | 55.3317 | 0.2 | 98.7566 | 98.7566 | 692.5024 | 98.7566 | 509.4 | 98.7566 | 98.7566 | 98.7566 | 82.6307 | 82.6307 | 779.699 | 82.6307 | 650.2261 | 82.6307 | 82.6307 | 82.6307 | 455.3812 | 63.3235
|  | 2003 | 3 | 587 | 11 | 84 | 25 | 7 | 12 | 15.85 | 3.04 | 237 | 100441 | 6.003 | 35.8327 | 39.8403 | 0.2 | 116.8507 | 116.8507 | 579.6919 | 116.8507 | 671.5769 | 116.8507 | 116.8507 | 116.8507 | 90.2094 | 90.2094 | 786.3704 | 90.2094 | 851.3429 | 90.2094 | 131.814 | 90.2094 | 585.337 | 63.6578
|  | 2004 | 3 | 588 | 12 | 84 | 25 | 7 | 12 | 17.19 | 3.14 | 245 | 100346 | 5.91 | 40.9268 | 21.8043 | 0.2 | 133.3006 | 133.3006 | 385.0546 | 133.3006 | 762.5945 | 133.3006 | 133.3006 | 133.3006 | 105.2584 | 105.2584 | 698.8211 | 105.2584 | 965.7822 | 105.2584 | 342.7872 | 105.2584 | 664.7406 | 77.0701
|  | 2005 | 3 | 589 | 13 | 84 | 25 | 7 | 12 | 18.52 | 3.24 | 254 | 100251 | 5.741 | 42.9623 | 1.7821 | 0.2 | 131.081 | 131.081 | 152.8382 | 131.081 | 830.3766 | 131.081 | 131.081 | 131.081 | 94.4946 | 94.4946 | 570.6014 | 94.4946 | 1049.6934 | 94.4946 | 539.8321 | 94.4946 | 714.3509 | 62.7915
|  | 2006 | 3 | 590 | 14 | 84 | 25 | 7 | 12 | 18.75 | 3 | 258 | 100156 | 5.619 | 41.5205 | -18.4275 | 0.2 | 120.926 | 120.926 | 120.926 | 120.926 | 826.9752 | 120.926 | 356.1742 | 120.926 | 83.7719 | 83.7719 | 383.3349 | 83.7719 | 1048.9327 | 83.7719 | 716.0262 | 83.7719 | 714.6244 | 55.7301
|  | 2007 | 3 | 591 | 15 | 84 | 25 | 7 | 12 | 18.99 | 2.76 | 262 | 100061 | 5.497 | 36.9039 | -36.8869 | 0.2 | 119.3779 | 119.3779 | 119.3779 | 119.3779 | 726.2884 | 119.3779 | 574.8428 | 119.3779 | 91.2306 | 91.2306 | 172.0847 | 91.2306 | 923.2976 | 91.2306 | 816.2094 | 91.2306 | 636.1453 | 66.3355
|  | 2008 | 3 | 592 | 16 | 84 | 25 | 7 | 12 | 19.22 | 2.52 | 266 | 99966 | 5.364 | 29.903 | -52.8088 | 0.2 | 105.0455 | 105.0455 | 105.0455 | 105.0455 | 585.4995 | 105.0455 | 738.223 | 105.0455 | 84.011 | 84.011 | 84.011 | 84.011 | 746.9625 | 84.011 | 854.9542 | 84.011 | 519.6122 | 62.5113
|  | 2009 | 3 | 593 | 17 | 84 | 25 | 7 | 12 | 17.3 | 2.87 | 266 | 99943 | 5.456 | 21.3466 | -66.4931 | 0.2 | 84.4172 | 84.4172 | 84.4172 | 84.4172 | 400.0878 | 84.4172 | 810.1714 | 84.4172 | 73.2714 | 73.2714 | 73.2714 | 73.2714 | 515.1986 | 73.2714 | 805.1715 | 73.2714 | 366.8593 | 57.5505
|  | 2010 | 3 | 594 | 18 | 84 | 25 | 7 | 12 | 15.38 | 3.22 | 267 | 99920 | 5.449 | 11.8921 | -78.658 | 0.2 | 54.9615 | 54.9615 | 54.9615 | 54.9615 | 195.5569 | 54.9615 | 755.8984 | 54.9615 | 60.9154 | 53.8761 | 53.8761 | 53.8761 | 259.7473 | 53.8761 | 655.9685 | 53.8761 | 196.8858 | 46.3354
|  | 2011 | 3 | 595 | 19 | 84 | 25 | 7 | 12 | 13.47 | 3.57 | 267 | 99897 | 5.364 | 2.0333 | -90.0545 | 0.2 | 15.1083 | 14.878 | 14.878 | 14.878 | 14.878 | 14.878 | 257.0359 | 14.878 | 29.2709 | 23.0289 | 23.0289 | 23.0289 | 28.9452 | 23.0289 | 200.3396 | 23.0289 | 36.9021 | 28.3049
|  | 2012 | 3 | 596 | 20 | 84 | 25 | 7 | 12 | 12.15 | 3.47 | 258 | 99904 | 5.277 | 0 | -101.3818 | 0.2 | 0 | 0 | 0 | 0 | 0 | 0 | 0 | 0 | 0 | 0 | 0 | 0 | 0 | 0 | 0 | 0 | 0 | 0
|  | 2013 | 3 | 597 | 21 | 84 | 25 | 7 | 12 | 10.84 | 3.36 | 248 | 99910 | 5.167 | 0 | -113.3184 | 0.2 | 0 | 0 | 0 | 0 | 0 | 0 | 0 | 0 | 0 | 0 | 0 | 0 | 0 | 0 | 0 | 0 | 0 | 0
|  | 2014 | 3 | 598 | 22 | 84 | 25 | 7 | 12 | 9.52 | 3.26 | 239 | 99917 | 5.03 | 0 | -126.5559 | 0.2 | 0 | 0 | 0 | 0 | 0 | 0 | 0 | 0 | 0 | 0 | 0 | 0 | 0 | 0 | 0 | 0 | 0 | 0
|  | 2015 | 3 | 599 | 23 | 84 | 25 | 7 | 12 | 9.24 | 3.19 | 235 | 99897 | 5.127 | 0 | -141.737 | 0.2 | 0 | 0 | 0 | 0 | 0 | 0 | 0 | 0 | 0 | 0 | 0 | 0 | 0 | 0 | 0 | 0 | 0 | 0
|  | 2016 | 3 | 600 | 24 | 84 | 25 | 7 | 12 | 8.97 | 3.13 | 231 | 99877 | 5.221 | 0 | -159.1676 | 0.2 | 0 | 0 | 0 | 0 | 0 | 0 | 0 | 0 | 0 | 0 | 0 | 0 | 0 | 0 | 0 | 0 | 0 | 0
|  | 2017 | 3 | 601 | 1 | 85 | 26 | 1 | 13 | 8.7 | 3.06 | 228 | 99858 | 5.311 | 0 | -178.4151 | 0.2 | 0 | 0 | 0 | 0 | 0 | 0 | 0 | 0 | 0 | 0 | 0 | 0 | 0 | 0 | 0 | 0 | 0 | 0
|  | 2018 | 3 | 602 | 2 | 85 | 26 | 1 | 13 | 8.25 | 2.9 | 228 | 99841 | 5.266 | 0 | 162.4067 | 0.2 | 0 | 0 | 0 | 0 | 0 | 0 | 0 | 0 | 0 | 0 | 0 | 0 | 0 | 0 | 0 | 0 | 0 | 0
|  | 2019 | 3 | 603 | 3 | 85 | 26 | 1 | 13 | 7.8 | 2.73 | 229 | 99825 | 5.219 | 0 | 144.7013 | 0.2 | 0 | 0 | 0 | 0 | 0 | 0 | 0 | 0 | 0 | 0 | 0 | 0 | 0 | 0 | 0 | 0 | 0 | 0
|  | 2020 | 3 | 604 | 4 | 85 | 26 | 1 | 13 | 7.34 | 2.57 | 230 | 99809 | 5.165 | 0 | 129.1916 | 0.2 | 0 | 0 | 0 | 0 | 0 | 0 | 0 | 0 | 0 | 0 | 0 | 0 | 0 | 0 | 0 | 0 | 0 | 0
|  | 2021 | 3 | 605 | 5 | 85 | 26 | 1 | 13 | 6.89 | 2.39 | 228 | 99812 | 5.193 | 0 | 115.6885 | 0.2 | 0 | 0 | 0 | 0 | 0 | 0 | 0 | 0 | 0 | 0 | 0 | 0 | 0 | 0 | 0 | 0 | 0 | 0
|  | 2022 | 3 | 606 | 6 | 85 | 26 | 1 | 13 | 6.44 | 2.22 | 227 | 99815 | 5.215 | 0 | 103.59 | 0.2 | 0 | 0 | 0 | 0 | 0 | 0 | 0 | 0 | 0 | 0 | 0 | 0 | 0 | 0 | 0 | 0 | 0 | 0
|  | 2023 | 3 | 607 | 7 | 85 | 26 | 1 | 13 | 5.99 | 2.04 | 225 | 99818 | 5.229 | 0.65631 | 92.2113 | 0.2 | 0 | 0 | 0 | 0 | 0 | 0 | 0 | 0 | 0 | 0 | 0 | 0 | 0 | 0 | 0 | 0 | 0 | 0
|  | 2024 | 3 | 608 | 8 | 85 | 26 | 1 | 13 | 8.51 | 2.18 | 230 | 99828 | 5.65 | 10.545 | 80.8754 | 0.2 | 26.0401 | 26.0401 | 101.6533 | 26.0401 | 38.1846 | 26.0401 | 26.0401 | 26.0401 | 35.9822 | 34.4893 | 98.0363 | 34.4893 | 53.1572 | 34.4893 | 34.4893 | 34.4893 | 50.6 | 36.3441
|  | 2025 | 3 | 609 | 9 | 85 | 26 | 1 | 13 | 11.04 | 2.33 | 234 | 99838 | 6.026 | 20.1106 | 68.8882 | 0.2 | 56.0827 | 56.0827 | 99.5556 | 56.0827 | 72.8678 | 56.0827 | 56.0827 | 56.0827 | 83.9682 | 83.7715 | 126.5769 | 83.7715 | 107.7058 | 83.7715 | 83.7715 | 83.7715 | 114.8039 | 97.7407
|  | 2026 | 3 | 610 | 10 | 85 | 26 | 1 | 13 | 13.56 | 2.47 | 239 | 99848 | 6.322 | 28.8796 | 55.5001 | 0.2 | 54.4421 | 54.4421 | 57.398 | 54.4421 | 56.4737 | 54.4421 | 54.4421 | 54.4421 | 85.658 | 85.658 | 89.147 | 85.658 | 88.4934 | 85.658 | 85.658 | 85.658 | 105 | 103.0217
|  | 2027 | 3 | 611 | 11 | 85 | 26 | 1 | 13 | 14.55 | 2.4 | 251 | 99809 | 6.394 | 36.2236 | 39.9577 | 0.2 | 142.536 | 142.536 | 378.4548 | 142.536 | 424.1155 | 142.536 | 142.536 | 142.536 | 168.6443 | 168.6443 | 525.7397 | 168.6443 | 558.0266 | 168.6443 | 192.1001 | 168.6443 | 441.3666 | 172.2764
|  | 2028 | 3 | 612 | 12 | 85 | 26 | 1 | 13 | 15.55 | 2.32 | 262 | 99769 | 6.449 | 41.3286 | 21.8301 | 0.2 | 159.5452 | 159.5452 | 309.2457 | 159.5452 | 533.254 | 159.5452 | 159.5452 | 159.5452 | 182.2735 | 182.2735 | 538.4639 | 182.2735 | 696.8617 | 182.2735 | 326.7554 | 182.2735 | 537.4703 | 183.4416
|  | 2029 | 3 | 613 | 13 | 85 | 26 | 1 | 13 | 16.54 | 2.25 | 274 | 99730 | 6.475 | 43.358 | 1.6833 | 0.2 | 157.1928 | 157.1928 | 172.7793 | 157.1928 | 687.5754 | 157.1928 | 157.1928 | 157.1928 | 152.3839 | 152.3839 | 517.6929 | 152.3839 | 881.7088 | 152.3839 | 495.6503 | 152.3839 | 636.2073 | 135.1688
|  | 2030 | 3 | 614 | 14 | 85 | 26 | 1 | 13 | 16.4 | 2.29 | 279 | 99723 | 6.761 | 41.889 | -18.6433 | 0.2 | 134.5221 | 134.5221 | 134.5221 | 134.5221 | 787.0033 | 134.5221 | 354.6557 | 134.5221 | 101.6509 | 101.6509 | 382.7163 | 101.6509 | 999.7481 | 101.6509 | 694.0322 | 101.6509 | 687.6453 | 70.0252
|  | 2031 | 3 | 615 | 15 | 85 | 26 | 1 | 13 | 16.26 | 2.32 | 284 | 99717 | 7.041 | 37.2336 | -37.1758 | 0.2 | 95.3009 | 95.3009 | 95.3009 | 95.3009 | 109.086 | 95.3009 | 105.7551 | 95.3009 | 147.9439 | 147.9439 | 149.8487 | 147.9439 | 166.9884 | 147.9439 | 164.6332 | 147.9439 | 190 | 176.852
|  | 2032 | 3 | 616 | 16 | 85 | 26 | 1 | 13 | 16.12 | 2.36 | 290 | 99710 | 7.316 | 30.1954 | -53.1279 | 0.2 | 113.7388 | 113.7388 | 113.7388 | 113.7388 | 181.3286 | 113.7388 | 203.8512 | 113.7388 | 164.4639 | 164.4639 | 164.4639 | 164.4639 | 258.6066 | 164.4639 | 274.5325 | 164.4639 | 254.7273 | 189.1791
|  | 2033 | 3 | 617 | 17 | 85 | 26 | 1 | 13 | 14.48 | 2.14 | 309 | 99733 | 7.17 | 21.6111 | -66.8188 | 0.2 | 42.0577 | 42.0577 | 42.0577 | 42.0577 | 43.0279 | 42.0577 | 44.3235 | 42.0577 | 66.4003 | 66.3959 | 66.3959 | 66.3959 | 67.7724 | 66.3959 | 68.6885 | 66.3959 | 81 | 80.0236
|  | 2034 | 3 | 618 | 18 | 85 | 26 | 1 | 13 | 12.85 | 1.92 | 329 | 99756 | 6.976 | 12.14 | -78.9818 | 0.2 | 43.7472 | 43.7472 | 43.7472 | 43.7472 | 55.5183 | 43.7472 | 104.2024 | 43.7472 | 66.4306 | 65.3858 | 65.3858 | 65.3858 | 83.0776 | 65.3858 | 117.5024 | 65.3858 | 89.5731 | 76.3242
|  | 2035 | 3 | 619 | 19 | 85 | 26 | 1 | 13 | 11.22 | 1.7 | 348 | 99779 | 6.737 | 2.2759 | -90.3755 | 0.2 | 21.3878 | 20.8625 | 20.8625 | 20.8625 | 20.8625 | 20.8625 | 101.0075 | 20.8625 | 32.8355 | 30.2117 | 30.2117 | 30.2117 | 32.0926 | 30.2117 | 89.1351 | 30.2117 | 37.1852 | 34
|  | 2036 | 3 | 620 | 20 | 85 | 26 | 1 | 13 | 10.12 | 1.49 | 26 | 99818 | 6.485 | 0 | -101.7011 | 0.2 | 0 | 0 | 0 | 0 | 0 | 0 | 0 | 0 | 0 | 0 | 0 | 0 | 0 | 0 | 0 | 0 | 0 | 0
|  | 2037 | 3 | 621 | 21 | 85 | 26 | 1 | 13 | 9.02 | 1.27 | 64 | 99858 | 6.232 | 0 | -113.6354 | 0.2 | 0 | 0 | 0 | 0 | 0 | 0 | 0 | 0 | 0 | 0 | 0 | 0 | 0 | 0 | 0 | 0 | 0 | 0
|  | 2038 | 3 | 622 | 22 | 85 | 26 | 1 | 13 | 7.92 | 1.06 | 102 | 99897 | 5.977 | 0 | -126.8633 | 0.2 | 0 | 0 | 0 | 0 | 0 | 0 | 0 | 0 | 0 | 0 | 0 | 0 | 0 | 0 | 0 | 0 | 0 | 0
|  | 2039 | 3 | 623 | 23 | 85 | 26 | 1 | 13 | 7.6 | 0.93 | 113 | 99874 | 5.954 | 0 | -142.0155 | 0.2 | 0 | 0 | 0 | 0 | 0 | 0 | 0 | 0 | 0 | 0 | 0 | 0 | 0 | 0 | 0 | 0 | 0 | 0
|  | 2040 | 3 | 624 | 24 | 85 | 26 | 1 | 13 | 7.29 | 0.8 | 123 | 99851 | 5.933 | 0 | -159.3826 | 0.2 | 0 | 0 | 0 | 0 | 0 | 0 | 0 | 0 | 0 | 0 | 0 | 0 | 0 | 0 | 0 | 0 | 0 | 0
|  | 2041 | 3 | 625 | 1 | 86 | 27 | 2 | 13 | 6.98 | 0.68 | 133 | 99828 | 5.91 | 0 | -178.5275 | 0.2 | 0 | 0 | 0 | 0 | 0 | 0 | 0 | 0 | 0 | 0 | 0 | 0 | 0 | 0 | 0 | 0 | 0 | 0
|  | 2042 | 3 | 626 | 2 | 86 | 27 | 2 | 13 | 7.17 | 0.87 | 131 | 99799 | 5.986 | 0 | 162.4069 | 0.2 | 0 | 0 | 0 | 0 | 0 | 0 | 0 | 0 | 0 | 0 | 0 | 0 | 0 | 0 | 0 | 0 | 0 | 0
|  | 2043 | 3 | 627 | 3 | 86 | 27 | 2 | 13 | 7.36 | 1.06 | 129 | 99769 | 6.065 | 0 | 144.7927 | 0.2 | 0 | 0 | 0 | 0 | 0 | 0 | 0 | 0 | 0 | 0 | 0 | 0 | 0 | 0 | 0 | 0 | 0 | 0
|  | 2044 | 3 | 628 | 4 | 86 | 27 | 2 | 13 | 7.55 | 1.26 | 128 | 99740 | 6.143 | 0 | 129.3402 | 0.2 | 0 | 0 | 0 | 0 | 0 | 0 | 0 | 0 | 0 | 0 | 0 | 0 | 0 | 0 | 0 | 0 | 0 | 0
|  | 2045 | 3 | 629 | 5 | 86 | 27 | 2 | 13 | 7.61 | 0.97 | 126 | 99723 | 6.209 | 0 | 115.8678 | 0.2 | 0 | 0 | 0 | 0 | 0 | 0 | 0 | 0 | 0 | 0 | 0 | 0 | 0 | 0 | 0 | 0 | 0 | 0
|  | 2046 | 3 | 630 | 6 | 86 | 27 | 2 | 13 | 7.66 | 0.69 | 125 | 99707 | 6.271 | 0 | 103.7841 | 0.2 | 0 | 0 | 0 | 0 | 0 | 0 | 0 | 0 | 0 | 0 | 0 | 0 | 0 | 0 | 0 | 0 | 0 | 0
|  | 2047 | 3 | 631 | 7 | 86 | 27 | 2 | 13 | 7.71 | 0.41 | 123 | 99691 | 6.334 | 1.0044 | 92.4115 | 0.2 | 0 | 0 | 0 | 0 | 0 | 0 | 0 | 0 | 0 | 0 | 0 | 0 | 0 | 0 | 0 | 0 | 0 | 0
|  | 2048 | 3 | 632 | 8 | 86 | 27 | 2 | 13 | 8.88 | 0.4 | 136 | 99681 | 6.759 | 10.8951 | 81.0755 | 0.2 | 12.9139 | 12.9139 | 12.9139 | 12.9139 | 12.9139 | 12.9139 | 12.9139 | 12.9139 | 20.596 | 20.596 | 20.596 | 20.596 | 20.596 | 20.596 | 20.596 | 20.596 | 25 | 25
|  | 2049 | 3 | 633 | 9 | 86 | 27 | 2 | 13 | 10.04 | 0.4 | 149 | 99671 | 7.201 | 20.4695 | 69.0803 | 0.2 | 44.3064 | 44.3064 | 49.0398 | 44.3064 | 46.1158 | 44.3064 | 44.3064 | 44.3064 | 69.8794 | 69.8213 | 74.5059 | 69.8213 | 72.4383 | 69.8213 | 69.8213 | 69.8213 | 86 | 84.1084
|  | 2050 | 3 | 634 | 10 | 86 | 27 | 2 | 13 | 11.21 | 0.39 | 161 | 99661 | 7.67 | 29.253 | 55.6691 | 0.2 | 90.6885 | 90.6885 | 147.2233 | 90.6885 | 129.2986 | 90.6885 | 90.6885 | 90.6885 | 133.3625 | 133.3625 | 200.4525 | 133.3625 | 187.7778 | 133.3625 | 133.3625 | 133.3625 | 192.788 | 154.4433
|  | 2051 | 3 | 635 | 11 | 86 | 27 | 2 | 13 | 11.93 | 0.52 | 178 | 99599 | 7.795 | 36.6137 | 40.0756 | 0.2 | 128.6285 | 128.6285 | 205.8212 | 128.6285 | 220.3769 | 128.6285 | 128.6285 | 128.6285 | 183.7685 | 183.7685 | 301.3491 | 183.7685 | 311.6416 | 183.7685 | 192.1823 | 183.7685 | 299.5345 | 210.4431
|  | 2052 | 3 | 636 | 12 | 86 | 27 | 2 | 13 | 12.66 | 0.65 | 194 | 99537 | 7.916 | 41.7296 | 21.8558 | 0.2 | 159.9649 | 159.9649 | 250.291 | 159.9649 | 385.1604 | 159.9649 | 159.9649 | 159.9649 | 207.3563 | 207.3563 | 424.2482 | 207.3563 | 519.6153 | 207.3563 | 296.5078 | 207.3563 | 441.4657 | 225.0604
|  | 2053 | 3 | 637 | 13 | 86 | 27 | 2 | 13 | 13.38 | 0.79 | 211 | 99474 | 8.022 | 43.7529 | 1.5829 | 0.2 | 167.3194 | 167.3194 | 178.8883 | 167.3194 | 585.9563 | 167.3194 | 167.3194 | 167.3194 | 187.5403 | 187.5403 | 479.2362 | 187.5403 | 767.0767 | 187.5403 | 462.8753 | 187.5403 | 588.1288 | 187.1774
|  | 2054 | 3 | 638 | 14 | 86 | 27 | 2 | 13 | 13.92 | 0.61 | 211 | 99458 | 7.825 | 42.2564 | -18.8616 | 0.2 | 156.0735 | 156.0735 | 156.0735 | 156.0735 | 673.5981 | 156.0735 | 332.8747 | 156.0735 | 151.6696 | 151.6696 | 377.9941 | 151.6696 | 868.9565 | 151.6696 | 628.0286 | 151.6696 | 631.8329 | 134.9606
|  | 2055 | 3 | 639 | 15 | 86 | 27 | 2 | 13 | 14.45 | 0.44 | 212 | 99442 | 7.597 | 37.5618 | -37.4669 | 0.2 | 158.6429 | 158.6429 | 158.6429 | 158.6429 | 433.6413 | 158.6429 | 369.4045 | 158.6429 | 192.644 | 192.644 | 232.0238 | 192.644 | 575.508 | 192.644 | 530.0857 | 192.644 | 465.99 | 199.5369
|  | 2056 | 3 | 640 | 16 | 86 | 27 | 2 | 13 | 14.99 | 0.26 | 212 | 99425 | 7.348 | 30.4864 | -53.4485 | 0.2 | 134.6893 | 134.6893 | 134.6893 | 134.6893 | 479.6496 | 134.6893 | 600.0013 | 134.6893 | 141.2688 | 141.2688 | 141.2688 | 141.2688 | 626.3228 | 141.2688 | 711.4243 | 141.2688 | 472.1849 | 131.1752
|  | 2057 | 3 | 641 | 17 | 86 | 27 | 2 | 13 | 14.02 | 0.75 | 170 | 99422 | 7.455 | 21.8742 | -67.1453 | 0.2 | 110.6223 | 110.6223 | 110.6223 | 110.6223 | 308.6144 | 110.6223 | 580.3702 | 110.6223 | 132.2356 | 127.5212 | 127.5212 | 127.5212 | 412.2388 | 127.5212 | 604.3991 | 127.5212 | 330.6501 | 125.9907
|  | 2058 | 3 | 642 | 18 | 86 | 27 | 2 | 13 | 13.05 | 1.25 | 127 | 99419 | 7.519 | 12.3869 | -79.3059 | 0.2 | 74.3894 | 74.3894 | 74.3894 | 74.3894 | 136.2977 | 74.3894 | 402.216 | 74.3894 | 104.8875 | 96.8527 | 96.8527 | 96.8527 | 192.4391 | 96.8527 | 380.4717 | 96.8527 | 176.3864 | 103.1152
|  | 2059 | 3 | 643 | 19 | 86 | 27 | 2 | 13 | 12.08 | 1.74 | 84 | 99415 | 7.543 | 2.5177 | -90.6963 | 0.2 | 22.7446 | 20.8755 | 20.8755 | 20.8755 | 20.8755 | 20.8755 | 174.6556 | 20.8755 | 37.5519 | 31.4485 | 31.4485 | 31.4485 | 34.9086 | 31.4485 | 144.9691 | 31.4485 | 43.7623 | 37
|  | 2060 | 3 | 644 | 20 | 86 | 27 | 2 | 13 | 10.99 | 1.5 | 99 | 99432 | 7.289 | 0 | -102.0198 | 0.2 | 0 | 0 | 0 | 0 | 0 | 0 | 0 | 0 | 0 | 0 | 0 | 0 | 0 | 0 | 0 | 0 | 0 | 0
|  | 2061 | 3 | 645 | 21 | 86 | 27 | 2 | 13 | 9.91 | 1.27 | 113 | 99448 | 7.035 | 0 | -113.9511 | 0.2 | 0 | 0 | 0 | 0 | 0 | 0 | 0 | 0 | 0 | 0 | 0 | 0 | 0 | 0 | 0 | 0 | 0 | 0
|  | 2062 | 3 | 646 | 22 | 86 | 27 | 2 | 13 | 8.82 | 1.03 | 128 | 99464 | 6.771 | 0 | -127.1689 | 0.2 | 0 | 0 | 0 | 0 | 0 | 0 | 0 | 0 | 0 | 0 | 0 | 0 | 0 | 0 | 0 | 0 | 0 | 0
|  | 2063 | 3 | 647 | 23 | 86 | 27 | 2 | 13 | 8.41 | 0.97 | 144 | 99451 | 6.621 | 0 | -142.2918 | 0.2 | 0 | 0 | 0 | 0 | 0 | 0 | 0 | 0 | 0 | 0 | 0 | 0 | 0 | 0 | 0 | 0 | 0 | 0
|  | 2064 | 3 | 648 | 24 | 86 | 27 | 2 | 13 | 8 | 0.91 | 161 | 99438 | 6.474 | 0 | -159.5954 | 0.2 | 0 | 0 | 0 | 0 | 0 | 0 | 0 | 0 | 0 | 0 | 0 | 0 | 0 | 0 | 0 | 0 | 0 | 0
|  | 2065 | 3 | 649 | 1 | 87 | 28 | 3 | 13 | 7.6 | 0.86 | 177 | 99425 | 6.334 | 0 | -178.6388 | 0.2 | 0 | 0 | 0 | 0 | 0 | 0 | 0 | 0 | 0 | 0 | 0 | 0 | 0 | 0 | 0 | 0 | 0 | 0
|  | 2066 | 3 | 650 | 2 | 87 | 28 | 3 | 13 | 7.5 | 0.63 | 187 | 99435 | 6.322 | 0 | 162.4069 | 0.2 | 0 | 0 | 0 | 0 | 0 | 0 | 0 | 0 | 0 | 0 | 0 | 0 | 0 | 0 | 0 | 0 | 0 | 0
|  | 2067 | 3 | 651 | 3 | 87 | 28 | 3 | 13 | 7.4 | 0.4 | 198 | 99445 | 6.309 | 0 | 144.8829 | 0.2 | 0 | 0 | 0 | 0 | 0 | 0 | 0 | 0 | 0 | 0 | 0 | 0 | 0 | 0 | 0 | 0 | 0 | 0
|  | 2068 | 3 | 652 | 4 | 87 | 28 | 3 | 13 | 7.3 | 0.18 | 208 | 99455 | 6.296 | 0 | 129.4873 | 0.2 | 0 | 0 | 0 | 0 | 0 | 0 | 0 | 0 | 0 | 0 | 0 | 0 | 0 | 0 | 0 | 0 | 0 | 0
|  | 2069 | 3 | 653 | 5 | 87 | 28 | 3 | 13 | 7.46 | 0.27 | 210 | 99471 | 6.375 | 0 | 116.0457 | 0.2 | 0 | 0 | 0 | 0 | 0 | 0 | 0 | 0 | 0 | 0 | 0 | 0 | 0 | 0 | 0 | 0 | 0 | 0
|  | 2070 | 3 | 654 | 6 | 87 | 28 | 3 | 13 | 7.62 | 0.36 | 213 | 99487 | 6.456 | 0 | 103.9772 | 0.2 | 0 | 0 | 0 | 0 | 0 | 0 | 0 | 0 | 0 | 0 | 0 | 0 | 0 | 0 | 0 | 0 | 0 | 0
|  | 2071 | 3 | 655 | 7 | 87 | 28 | 3 | 13 | 7.77 | 0.46 | 215 | 99504 | 6.533 | 1.3519 | 92.6111 | 0.2 | 0 | 0 | 0 | 0 | 0 | 0 | 0 | 0 | 0 | 0 | 0 | 0 | 0 | 0 | 0 | 0 | 0 | 0
|  | 2072 | 3 | 656 | 8 | 87 | 28 | 3 | 13 | 9.08 | 0.54 | 266 | 99543 | 6.728 | 11.2445 | 81.2754 | 0.2 | 41.5114 | 41.5114 | 415.1494 | 41.5114 | 98.85 | 41.5114 | 41.5114 | 41.5114 | 55.4995 | 42.9023 | 360.246 | 42.9023 | 136.5886 | 42.9023 | 42.9023 | 42.9023 | 111.4884 | 36.3345
|  | 2073 | 3 | 657 | 9 | 87 | 28 | 3 | 13 | 10.39 | 0.63 | 318 | 99582 | 6.898 | 20.8275 | 69.2726 | 0.2 | 87.343 | 87.343 | 532.8483 | 87.343 | 255.929 | 87.343 | 87.343 | 87.343 | 102.228 | 93.305 | 536.456 | 93.305 | 340.6445 | 93.305 | 93.305 | 93.305 | 266.3592 | 85.1543
|  | 2074 | 3 | 658 | 10 | 87 | 28 | 3 | 13 | 11.7 | 0.72 | 9 | 99622 | 7.035 | 29.6255 | 55.8388 | 0.2 | 109.9675 | 109.9675 | 648.8329 | 109.9675 | 475.6471 | 109.9675 | 109.9675 | 109.9675 | 102.9494 | 99.6599 | 742.5592 | 99.6599 | 620.0984 | 99.6599 | 99.6599 | 99.6599 | 451.5407 | 81.2091
|  | 2075 | 3 | 659 | 11 | 87 | 28 | 3 | 13 | 12.33 | 0.98 | 9 | 99612 | 6.842 | 37.003 | 40.1943 | 0.2 | 134.7385 | 134.7385 | 227.935 | 134.7385 | 245.0438 | 134.7385 | 134.7385 | 134.7385 | 190.4501 | 190.4501 | 333.3036 | 190.4501 | 345.4013 | 190.4501 | 201.5039 | 190.4501 | 326.2036 | 217.3747
|  | 2076 | 3 | 660 | 12 | 87 | 28 | 3 | 13 | 12.97 | 1.25 | 10 | 99602 | 6.624 | 42.1299 | 21.8814 | 0.2 | 154.5542 | 154.5542 | 343.8387 | 154.5542 | 625.8556 | 154.5542 | 154.5542 | 154.5542 | 154.0557 | 154.0557 | 612.7427 | 154.0557 | 812.1588 | 154.0557 | 345.0541 | 154.0557 | 598.5186 | 139.1216
|  | 2077 | 3 | 661 | 13 | 87 | 28 | 3 | 13 | 13.61 | 1.52 | 10 | 99592 | 6.373 | 44.1469 | 1.4812 | 0.2 | 172.7273 | 172.7273 | 180.4772 | 172.7273 | 472.4443 | 172.7273 | 172.7273 | 172.7273 | 216.9536 | 216.9536 | 428.2152 | 216.9536 | 634.6671 | 216.9536 | 417.2552 | 216.9536 | 524.0683 | 233.0491
|  | 2078 | 3 | 662 | 14 | 87 | 28 | 3 | 13 | 13.75 | 1.7 | 4 | 99599 | 5.974 | 42.6225 | -19.0823 | 0.2 | 149.8348 | 149.8348 | 149.8348 | 149.8348 | 728.2269 | 149.8348 | 349.9211 | 149.8348 | 130.3224 | 130.3224 | 387.1023 | 130.3224 | 937.5697 | 130.3224 | 670.0672 | 130.3224 | 667.2514 | 104.0235
|  | 2079 | 3 | 663 | 15 | 87 | 28 | 3 | 13 | 13.89 | 1.88 | 357 | 99605 | 5.566 | 37.8885 | -37.7603 | 0.2 | 132.9903 | 132.9903 | 132.9903 | 132.9903 | 211.8535 | 132.9903 | 194.0755 | 132.9903 | 191.558 | 191.558 | 203.2527 | 191.558 | 302.2112 | 191.558 | 289.6402 | 191.558 | 297.2917 | 219.6678
|  | 2080 | 3 | 664 | 16 | 87 | 28 | 3 | 13 | 14.03 | 2.06 | 351 | 99612 | 5.152 | 30.7758 | -53.7706 | 0.2 | 138.4921 | 138.4921 | 138.4921 | 138.4921 | 340.2483 | 138.4921 | 413.8606 | 138.4921 | 173.4915 | 172.3986 | 172.3986 | 172.3986 | 458.8178 | 172.3986 | 510.8695 | 172.3986 | 384.0579 | 180.7561
|  | 2081 | 3 | 665 | 17 | 87 | 28 | 3 | 13 | 12.8 | 2.23 | 1 | 99638 | 5.282 | 22.1361 | -67.4725 | 0.2 | 39.1863 | 39.1863 | 39.1863 | 39.1863 | 39.4538 | 39.1863 | 39.8311 | 39.1863 | 61.972 | 61.9603 | 61.9603 | 61.9603 | 62.3502 | 61.9603 | 62.6171 | 61.9603 | 75 | 74.716
|  | 2082 | 3 | 666 | 18 | 87 | 28 | 3 | 13 | 11.57 | 2.4 | 12 | 99664 | 5.357 | 12.6327 | -79.6301 | 0.2 | 57.9333 | 57.9333 | 57.9333 | 57.9333 | 88.9167 | 57.9333 | 227.2497 | 57.9333 | 86.5179 | 81.1475 | 81.1475 | 81.1475 | 130.335 | 81.1475 | 228.1512 | 81.1475 | 129.6868 | 91.1085
|  | 2083 | 3 | 667 | 19 | 87 | 28 | 3 | 13 | 10.34 | 2.58 | 23 | 99691 | 5.385 | 2.7588 | -91.0168 | 0.2 | 24.5068 | 22.048 | 22.048 | 22.048 | 22.048 | 22.048 | 160.5953 | 22.048 | 39.6586 | 33.1982 | 33.1982 | 33.1982 | 36.1812 | 33.1982 | 135.8877 | 33.1982 | 45.6774 | 39
|  | 2084 | 3 | 668 | 20 | 87 | 28 | 3 | 13 | 9.77 | 2.46 | 50 | 99759 | 5.413 | 0 | -102.3375 | 0.2 | 0 | 0 | 0 | 0 | 0 | 0 | 0 | 0 | 0 | 0 | 0 | 0 | 0 | 0 | 0 | 0 | 0 | 0
|  | 2085 | 3 | 669 | 21 | 87 | 28 | 3 | 13 | 9.21 | 2.34 | 78 | 99828 | 5.434 | 0 | -114.2654 | 0.2 | 0 | 0 | 0 | 0 | 0 | 0 | 0 | 0 | 0 | 0 | 0 | 0 | 0 | 0 | 0 | 0 | 0 | 0
|  | 2086 | 3 | 670 | 22 | 87 | 28 | 3 | 13 | 8.65 | 2.22 | 106 | 99897 | 5.445 | 0 | -127.4727 | 0.2 | 0 | 0 | 0 | 0 | 0 | 0 | 0 | 0 | 0 | 0 | 0 | 0 | 0 | 0 | 0 | 0 | 0 | 0
|  | 2087 | 3 | 671 | 23 | 87 | 28 | 3 | 13 | 8.03 | 2.14 | 118 | 99907 | 5.395 | 0 | -142.5659 | 0.2 | 0 | 0 | 0 | 0 | 0 | 0 | 0 | 0 | 0 | 0 | 0 | 0 | 0 | 0 | 0 | 0 | 0 | 0
|  | 2088 | 3 | 672 | 24 | 87 | 28 | 3 | 13 | 7.41 | 2.06 | 130 | 99917 | 5.338 | 0 | -159.8061 | 0.2 | 0 | 0 | 0 | 0 | 0 | 0 | 0 | 0 | 0 | 0 | 0 | 0 | 0 | 0 | 0 | 0 | 0 | 0
|  | 2089 | 3 | 673 | 1 | 88 | 29 | 4 | 13 | 6.79 | 1.97 | 142 | 99927 | 5.275 | 0 | -178.7488 | 0.2 | 0 | 0 | 0 | 0 | 0 | 0 | 0 | 0 | 0 | 0 | 0 | 0 | 0 | 0 | 0 | 0 | 0 | 0
|  | 2090 | 3 | 674 | 2 | 88 | 29 | 4 | 13 | 6.01 | 1.77 | 148 | 99913 | 4.949 | 0 | 162.4067 | 0.2 | 0 | 0 | 0 | 0 | 0 | 0 | 0 | 0 | 0 | 0 | 0 | 0 | 0 | 0 | 0 | 0 | 0 | 0
|  | 2091 | 3 | 675 | 3 | 88 | 29 | 4 | 13 | 5.24 | 1.57 | 155 | 99900 | 4.644 | 0 | 144.9718 | 0.2 | 0 | 0 | 0 | 0 | 0 | 0 | 0 | 0 | 0 | 0 | 0 | 0 | 0 | 0 | 0 | 0 | 0 | 0
|  | 2092 | 3 | 676 | 4 | 88 | 29 | 4 | 13 | 4.46 | 1.37 | 161 | 99887 | 4.354 | 0 | 129.633 | 0.2 | 0 | 0 | 0 | 0 | 0 | 0 | 0 | 0 | 0 | 0 | 0 | 0 | 0 | 0 | 0 | 0 | 0 | 0
|  | 2093 | 3 | 677 | 5 | 88 | 29 | 4 | 13 | 3.68 | 1.08 | 161 | 99887 | 4.243 | 0 | 116.2224 | 0.2 | 0 | 0 | 0 | 0 | 0 | 0 | 0 | 0 | 0 | 0 | 0 | 0 | 0 | 0 | 0 | 0 | 0 | 0
|  | 2094 | 3 | 678 | 6 | 88 | 29 | 4 | 13 | 2.89 | 0.79 | 161 | 99887 | 4.128 | 0 | 104.1694 | 0.2 | 0 | 0 | 0 | 0 | 0 | 0 | 0 | 0 | 0 | 0 | 0 | 0 | 0 | 0 | 0 | 0 | 0 | 0
|  | 2095 | 3 | 679 | 7 | 88 | 29 | 4 | 13 | 2.1 | 0.5 | 161 | 99887 | 4.011 | 1.6987 | 92.8102 | 0.2 | 0 | 0 | 0 | 0 | 0 | 0 | 0 | 0 | 0 | 0 | 0 | 0 | 0 | 0 | 0 | 0 | 0 | 0
|  | 2096 | 3 | 680 | 8 | 88 | 29 | 4 | 13 | 5.62 | 0.44 | 163 | 99913 | 4.681 | 11.5931 | 81.4753 | 0.2 | 42.6885 | 42.6885 | 429.693 | 42.6885 | 100.6974 | 42.6885 | 42.6885 | 42.6885 | 59.5533 | 43.8061 | 374.2253 | 43.8061 | 141.5903 | 43.8061 | 43.8061 | 43.8061 | 117.2322 | 36.9535
|  | 2097 | 3 | 681 | 9 | 88 | 29 | 4 | 13 | 9.15 | 0.39 | 166 | 99940 | 5.378 | 21.1846 | 69.4653 | 0.2 | 78.0348 | 78.0348 | 693.623 | 78.0348 | 308.6192 | 78.0348 | 78.0348 | 78.0348 | 87.4941 | 70.3934 | 685.8285 | 70.3934 | 413.5897 | 70.3934 | 70.3934 | 70.3934 | 310.9581 | 56.1897
|  | 2098 | 3 | 682 | 10 | 88 | 29 | 4 | 13 | 12.67 | 0.33 | 168 | 99966 | 6.061 | 29.9969 | 56.0092 | 0.2 | 103.4007 | 103.4007 | 695.2247 | 103.4007 | 502.4532 | 103.4007 | 103.4007 | 103.4007 | 96.0769 | 86.8815 | 796.7324 | 86.8815 | 660.4224 | 86.8815 | 86.8815 | 86.8815 | 479.2954 | 67.2385
|  | 2099 | 3 | 683 | 11 | 88 | 29 | 4 | 13 | 13.73 | 0.62 | 216 | 99927 | 5.725 | 37.3913 | 40.3138 | 0.2 | 119.2645 | 119.2645 | 579.2219 | 119.2645 | 661.3629 | 119.2645 | 119.2645 | 119.2645 | 95.0834 | 94.1758 | 803.6437 | 94.1758 | 861.7262 | 94.1758 | 153.1658 | 94.1758 | 613.9274 | 70.5456
|  | 2100 | 3 | 684 | 12 | 88 | 29 | 4 | 13 | 14.8 | 0.9 | 263 | 99887 | 5.31 | 42.5293 | 21.9072 | 0.2 | 124.2552 | 124.2552 | 390.7571 | 124.2552 | 786.9601 | 124.2552 | 124.2552 | 124.2552 | 84.879 | 84.879 | 736.6151 | 84.879 | 1016.7729 | 84.879 | 359.7245 | 84.879 | 707.8686 | 52.6764
|  | 2101 | 3 | 685 | 13 | 88 | 29 | 4 | 13 | 15.86 | 1.19 | 311 | 99848 | 4.801 | 44.5398 | 1.3781 | 0.2 | 128.6879 | 128.6879 | 145.4409 | 128.6879 | 825.0718 | 128.6879 | 128.6879 | 128.6879 | 91.8299 | 91.8299 | 588.3874 | 91.8299 | 1068.9591 | 91.8299 | 564.6952 | 91.8299 | 749.2205 | 63.7351
|  | 2102 | 3 | 686 | 14 | 88 | 29 | 4 | 13 | 16.3 | 1.16 | 290 | 99786 | 4.858 | 42.9873 | -19.3053 | 0.2 | 114.0492 | 114.0492 | 114.0492 | 114.0492 | 830.6034 | 114.0492 | 365.057 | 114.0492 | 70.0968 | 70.0968 | 393.0234 | 70.0968 | 1077.1931 | 70.0968 | 748.002 | 70.0968 | 748.616 | 40.9211
|  | 2103 | 3 | 687 | 15 | 88 | 29 | 4 | 13 | 16.75 | 1.14 | 268 | 99723 | 4.917 | 38.2136 | -38.0558 | 0.2 | 120.9803 | 120.9803 | 120.9803 | 120.9803 | 712.2944 | 120.9803 | 583.8932 | 120.9803 | 91.1248 | 91.1248 | 181.863 | 91.1248 | 927.3139 | 91.1248 | 836.5206 | 91.1248 | 656.805 | 65.569
|  | 2104 | 3 | 688 | 16 | 88 | 29 | 4 | 13 | 17.19 | 1.12 | 247 | 99661 | 4.972 | 31.0637 | -54.094 | 0.2 | 112.0984 | 112.0984 | 112.0984 | 112.0984 | 558.0474 | 112.0984 | 728.0177 | 112.0984 | 102.8234 | 94.2648 | 94.2648 | 94.2648 | 733.4906 | 94.2648 | 853.6777 | 94.2648 | 532.1348 | 74.0821
|  | 2105 | 3 | 689 | 17 | 88 | 29 | 4 | 13 | 16.18 | 1.57 | 286 | 99658 | 4.97 | 22.3965 | -67.8002 | 0.2 | 92.0627 | 92.0627 | 92.0627 | 92.0627 | 372.7196 | 92.0627 | 779.7998 | 92.0627 | 103.2839 | 85.288 | 85.288 | 85.288 | 500.1928 | 85.288 | 788.0419 | 85.288 | 377.7834 | 71.6763
|  | 2106 | 3 | 690 | 18 | 88 | 29 | 4 | 13 | 15.17 | 2.03 | 325 | 99655 | 4.947 | 12.8774 | -79.9543 | 0.2 | 61.0012 | 61.0012 | 61.0012 | 61.0012 | 176.5775 | 61.0012 | 713.4224 | 61.0012 | 88.7819 | 63.3969 | 63.3969 | 63.3969 | 252.2314 | 63.3969 | 631.8381 | 63.3969 | 209.3438 | 57.8677
|  | 2107 | 3 | 691 | 19 | 88 | 29 | 4 | 13 | 14.17 | 2.48 | 4 | 99651 | 4.908 | 2.9992 | -91.3366 | 0.2 | 27.9046 | 23.548 | 23.548 | 23.548 | 23.548 | 23.548 | 210.261 | 23.548 | 45.0472 | 35.0473 | 35.0473 | 35.0473 | 38.886 | 35.0473 | 173.9926 | 35.0473 | 50.7853 | 41
|  | 2108 | 3 | 692 | 20 | 88 | 29 | 4 | 13 | 13.21 | 1.89 | 39 | 99694 | 5.11 | 0 | -102.6544 | 0.2 | 0 | 0 | 0 | 0 | 0 | 0 | 0 | 0 | 0 | 0 | 0 | 0 | 0 | 0 | 0 | 0 | 0 | 0
|  | 2109 | 3 | 693 | 21 | 88 | 29 | 4 | 13 | 12.26 | 1.29 | 73 | 99736 | 5.27 | 0 | -114.5783 | 0.2 | 0 | 0 | 0 | 0 | 0 | 0 | 0 | 0 | 0 | 0 | 0 | 0 | 0 | 0 | 0 | 0 | 0 | 0
|  | 2110 | 3 | 694 | 22 | 88 | 29 | 4 | 13 | 11.3 | 0.69 | 108 | 99779 | 5.385 | 0 | -127.7744 | 0.2 | 0 | 0 | 0 | 0 | 0 | 0 | 0 | 0 | 0 | 0 | 0 | 0 | 0 | 0 | 0 | 0 | 0 | 0
|  | 2111 | 3 | 695 | 23 | 88 | 29 | 4 | 13 | 10.12 | 0.94 | 130 | 99759 | 5.491 | 0 | -142.8374 | 0.2 | 0 | 0 | 0 | 0 | 0 | 0 | 0 | 0 | 0 | 0 | 0 | 0 | 0 | 0 | 0 | 0 | 0 | 0
|  | 2112 | 3 | 696 | 24 | 88 | 29 | 4 | 13 | 8.94 | 1.19 | 151 | 99740 | 5.548 | 0 | -160.0145 | 0.2 | 0 | 0 | 0 | 0 | 0 | 0 | 0 | 0 | 0 | 0 | 0 | 0 | 0 | 0 | 0 | 0 | 0 | 0
|  | 2113 | 3 | 697 | 1 | 89 | 30 | 5 | 13 | 7.77 | 1.43 | 173 | 99720 | 5.562 | 0 | -178.8574 | 0.2 | 0 | 0 | 0 | 0 | 0 | 0 | 0 | 0 | 0 | 0 | 0 | 0 | 0 | 0 | 0 | 0 | 0 | 0
|  | 2114 | 3 | 698 | 2 | 89 | 30 | 5 | 13 | 7.56 | 1.79 | 187 | 99733 | 5.476 | 0 | 162.4064 | 0.2 | 0 | 0 | 0 | 0 | 0 | 0 | 0 | 0 | 0 | 0 | 0 | 0 | 0 | 0 | 0 | 0 | 0 | 0
|  | 2115 | 3 | 699 | 3 | 89 | 30 | 5 | 13 | 7.36 | 2.15 | 202 | 99746 | 5.395 | 0 | 145.0598 | 0.2 | 0 | 0 | 0 | 0 | 0 | 0 | 0 | 0 | 0 | 0 | 0 | 0 | 0 | 0 | 0 | 0 | 0 | 0
|  | 2116 | 3 | 700 | 4 | 89 | 30 | 5 | 13 | 7.15 | 2.51 | 216 | 99759 | 5.312 | 0 | 129.7774 | 0.2 | 0 | 0 | 0 | 0 | 0 | 0 | 0 | 0 | 0 | 0 | 0 | 0 | 0 | 0 | 0 | 0 | 0 | 0
|  | 2117 | 3 | 701 | 5 | 89 | 30 | 5 | 13 | 7.21 | 2.26 | 220 | 99818 | 5.346 | 0 | 116.3979 | 0.2 | 0 | 0 | 0 | 0 | 0 | 0 | 0 | 0 | 0 | 0 | 0 | 0 | 0 | 0 | 0 | 0 | 0 | 0
|  | 2118 | 3 | 702 | 6 | 89 | 30 | 5 | 13 | 7.27 | 2 | 223 | 99877 | 5.381 | 0 | 104.3607 | 0.2 | 0 | 0 | 0 | 0 | 0 | 0 | 0 | 0 | 0 | 0 | 0 | 0 | 0 | 0 | 0 | 0 | 0 | 0
|  | 2119 | 3 | 703 | 7 | 89 | 30 | 5 | 13 | 7.32 | 1.75 | 226 | 99936 | 5.412 | 2.0445 | 93.0088 | 0.2 | 0 | 0 | 0 | 0 | 0 | 0 | 0 | 0 | 0 | 0 | 0 | 0 | 0 | 0 | 0 | 0 | 0 | 0
|  | 2120 | 3 | 704 | 8 | 89 | 30 | 5 | 13 | 8.58 | 2.35 | 232 | 99989 | 5.818 | 11.9406 | 81.6751 | 0.2 | 30.9182 | 30.9182 | 113.1802 | 30.9182 | 42.9555 | 30.9182 | 30.9182 | 30.9182 | 44.8237 | 40.9034 | 111.5034 | 40.9034 | 61.847 | 40.9034 | 40.9034 | 40.9034 | 60.6911 | 43.1096
|  | 2121 | 3 | 705 | 9 | 89 | 30 | 5 | 13 | 9.83 | 2.96 | 238 | 100041 | 6.244 | 21.5405 | 69.6583 | 0.2 | 65.777 | 65.777 | 131.2127 | 65.777 | 90.0365 | 65.777 | 65.777 | 65.777 | 99.4858 | 97.1611 | 162.9099 | 97.1611 | 133.7939 | 97.1611 | 97.1611 | 97.1611 | 140.4847 | 112.9375
|  | 2122 | 3 | 706 | 10 | 89 | 30 | 5 | 13 | 11.09 | 3.56 | 244 | 100094 | 6.699 | 30.3672 | 56.1803 | 0.2 | 56.5136 | 56.5136 | 59.588 | 56.5136 | 58.5733 | 56.5136 | 56.5136 | 56.5136 | 88.9389 | 88.8621 | 92.5692 | 88.8621 | 91.8517 | 88.8621 | 88.8621 | 88.8621 | 109 | 106.8317
|  | 2123 | 3 | 707 | 11 | 89 | 30 | 5 | 13 | 11.79 | 2.96 | 248 | 100074 | 6.62 | 37.7785 | 40.4341 | 0.2 | 51.5787 | 51.5787 | 51.9119 | 51.5787 | 51.9697 | 51.5787 | 51.5787 | 51.5787 | 81.2184 | 81.2133 | 81.7304 | 81.2133 | 81.7713 | 81.2133 | 81.2593 | 81.2133 | 98 | 97.6019
|  | 2124 | 3 | 708 | 12 | 89 | 30 | 5 | 13 | 12.5 | 2.36 | 253 | 100054 | 6.522 | 42.9276 | 21.9331 | 0.2 | 61.2603 | 61.2603 | 61.951 | 61.2603 | 62.9755 | 61.2603 | 61.2603 | 61.2603 | 96.1147 | 96.1114 | 97.8158 | 96.1114 | 98.5403 | 96.1114 | 96.8391 | 96.1114 | 117 | 115.2802
|  | 2125 | 3 | 709 | 13 | 89 | 30 | 5 | 13 | 13.21 | 1.77 | 257 | 100035 | 6.397 | 44.9317 | 1.2738 | 0.2 | 128.5222 | 128.5222 | 129.1803 | 128.5222 | 158.1148 | 128.5222 | 128.5222 | 128.5222 | 197.1798 | 197.1798 | 218.5255 | 197.1798 | 238.9853 | 197.1798 | 217.5949 | 197.1798 | 264.0016 | 234.4722
|  | 2126 | 3 | 710 | 14 | 89 | 30 | 5 | 13 | 13.86 | 2.28 | 256 | 100002 | 6.29 | 43.3508 | -19.5304 | 0.2 | 171.3942 | 171.3942 | 171.3942 | 171.3942 | 534.1117 | 171.3942 | 300.0555 | 171.3942 | 198.6229 | 198.1979 | 364.1256 | 198.1979 | 711.5829 | 198.1979 | 546.0802 | 198.1979 | 564.0541 | 200.7356
|  | 2127 | 3 | 711 | 15 | 89 | 30 | 5 | 13 | 14.52 | 2.79 | 254 | 99969 | 6.165 | 38.5371 | -38.3532 | 0.2 | 153.2242 | 153.2242 | 153.2242 | 153.2242 | 566.6994 | 153.2242 | 480.3906 | 153.2242 | 163.3463 | 158.7628 | 224.3759 | 158.7628 | 748.0886 | 158.7628 | 687.0591 | 158.7628 | 567.832 | 147.8746
|  | 2128 | 3 | 712 | 16 | 89 | 30 | 5 | 13 | 15.17 | 3.3 | 253 | 99936 | 6.011 | 31.35 | -54.4186 | 0.2 | 28.2381 | 28.2381 | 28.2381 | 28.2381 | 28.2381 | 28.2381 | 28.2381 | 28.2381 | 44.7306 | 44.7306 | 44.7306 | 44.7306 | 44.7306 | 44.7306 | 44.7306 | 44.7306 | 54 | 54
|  | 2129 | 3 | 713 | 17 | 89 | 30 | 5 | 13 | 14.24 | 3.06 | 246 | 99966 | 5.883 | 22.6556 | -68.1284 | 0.2 | 107.1921 | 107.1921 | 107.1921 | 107.1921 | 211.5015 | 107.1921 | 367.0421 | 107.1921 | 147.6759 | 138.7916 | 138.7916 | 138.7916 | 295.1916 | 138.7916 | 405.1754 | 138.7916 | 264.8012 | 147.9275
|  | 2130 | 3 | 714 | 18 | 89 | 30 | 5 | 13 | 13.31 | 2.83 | 239 | 99995 | 5.747 | 13.1211 | -80.2783 | 0.2 | 78.3114 | 78.3114 | 78.3114 | 78.3114 | 129.5037 | 78.3114 | 377.1158 | 78.3114 | 116.8733 | 103.1042 | 103.1042 | 103.1042 | 189.2701 | 103.1042 | 364.3583 | 103.1042 | 181.1292 | 110.4646
|  | 2131 | 3 | 715 | 19 | 89 | 30 | 5 | 13 | 12.39 | 2.59 | 231 | 100025 | 5.607 | 3.2388 | -91.6559 | 0.2 | 30.5662 | 26.6016 | 26.6016 | 26.6016 | 26.6016 | 26.6016 | 163.7448 | 26.6016 | 46.5009 | 38.2075 | 38.2075 | 38.2075 | 40.8941 | 38.2075 | 140.6724 | 38.2075 | 50.764 | 43
|  | 2132 | 3 | 716 | 20 | 89 | 30 | 5 | 13 | 11.69 | 2.51 | 225 | 100067 | 5.549 | 0 | -102.97 | 0.2 | 0 | 0 | 0 | 0 | 0 | 0 | 0 | 0 | 0 | 0 | 0 | 0 | 0 | 0 | 0 | 0 | 0 | 0
|  | 2133 | 3 | 717 | 21 | 89 | 30 | 5 | 13 | 11 | 2.44 | 220 | 100110 | 5.488 | 0 | -114.8895 | 0.2 | 0 | 0 | 0 | 0 | 0 | 0 | 0 | 0 | 0 | 0 | 0 | 0 | 0 | 0 | 0 | 0 | 0 | 0
|  | 2134 | 3 | 718 | 22 | 89 | 30 | 5 | 13 | 10.31 | 2.36 | 214 | 100153 | 5.418 | 0 | -128.0739 | 0.2 | 0 | 0 | 0 | 0 | 0 | 0 | 0 | 0 | 0 | 0 | 0 | 0 | 0 | 0 | 0 | 0 | 0 | 0
|  | 2135 | 3 | 719 | 23 | 89 | 30 | 5 | 13 | 10.26 | 2.33 | 217 | 100166 | 5.802 | 0 | -143.1064 | 0.2 | 0 | 0 | 0 | 0 | 0 | 0 | 0 | 0 | 0 | 0 | 0 | 0 | 0 | 0 | 0 | 0 | 0 | 0
|  | 2136 | 3 | 720 | 24 | 89 | 30 | 5 | 13 | 10.21 | 2.29 | 221 | 100179 | 6.185 | 0 | -160.2204 | 0.2 | 0 | 0 | 0 | 0 | 0 | 0 | 0 | 0 | 0 | 0 | 0 | 0 | 0 | 0 | 0 | 0 | 0 | 0
|  | 2137 | 3 | 721 | 1 | 90 | 31 | 6 | 13 | 10.16 | 2.26 | 224 | 100192 | 6.565 | 0 | -178.9645 | 0.2 | 0 | 0 | 0 | 0 | 0 | 0 | 0 | 0 | 0 | 0 | 0 | 0 | 0 | 0 | 0 | 0 | 0 | 0
|  | 2138 | 3 | 722 | 2 | 90 | 31 | 6 | 13 | 9.83 | 2.77 | 224 | 100205 | 6.584 | 0 | 162.4062 | 0.2 | 0 | 0 | 0 | 0 | 0 | 0 | 0 | 0 | 0 | 0 | 0 | 0 | 0 | 0 | 0 | 0 | 0 | 0
|  | 2139 | 3 | 723 | 3 | 90 | 31 | 6 | 13 | 9.5 | 3.28 | 223 | 100218 | 6.599 | 0 | 145.1467 | 0.2 | 0 | 0 | 0 | 0 | 0 | 0 | 0 | 0 | 0 | 0 | 0 | 0 | 0 | 0 | 0 | 0 | 0 | 0
|  | 2140 | 3 | 724 | 4 | 90 | 31 | 6 | 13 | 9.16 | 3.79 | 223 | 100231 | 6.605 | 0 | 129.9205 | 0.2 | 0 | 0 | 0 | 0 | 0 | 0 | 0 | 0 | 0 | 0 | 0 | 0 | 0 | 0 | 0 | 0 | 0 | 0
|  | 2141 | 3 | 725 | 5 | 90 | 31 | 6 | 13 | 9.37 | 4.05 | 219 | 100238 | 6.676 | 0 | 116.5723 | 0.2 | 0 | 0 | 0 | 0 | 0 | 0 | 0 | 0 | 0 | 0 | 0 | 0 | 0 | 0 | 0 | 0 | 0 | 0
|  | 2142 | 3 | 726 | 6 | 90 | 31 | 6 | 13 | 9.57 | 4.3 | 215 | 100244 | 6.743 | 0 | 104.5512 | 0.2 | 0 | 0 | 0 | 0 | 0 | 0 | 0 | 0 | 0 | 0 | 0 | 0 | 0 | 0 | 0 | 0 | 0 | 0
|  | 2143 | 3 | 727 | 7 | 90 | 31 | 6 | 13 | 9.77 | 4.55 | 211 | 100251 | 6.81 | 2.3894 | 93.2069 | 0.2 | 0 | 0 | 0 | 0 | 0 | 0 | 0 | 0 | 0 | 0 | 0 | 0 | 0 | 0 | 0 | 0 | 0 | 0
|  | 2144 | 3 | 728 | 8 | 90 | 31 | 6 | 13 | 10.42 | 5.06 | 213 | 100280 | 7.022 | 12.2869 | 81.8748 | 0.2 | 38.1951 | 38.1951 | 201.6756 | 38.1951 | 61.535 | 38.1951 | 38.1951 | 38.1951 | 54.7463 | 45.8179 | 186.8483 | 45.8179 | 87.754 | 45.8179 | 45.8179 | 45.8179 | 80.2332 | 44.2666
|  | 2145 | 3 | 729 | 9 | 90 | 31 | 6 | 13 | 11.08 | 5.56 | 215 | 100310 | 7.241 | 21.8952 | 69.8518 | 0.2 | 74.0062 | 74.0062 | 194.7277 | 74.0062 | 118.2991 | 74.0062 | 74.0062 | 74.0062 | 107.3405 | 102.1166 | 224.0234 | 102.1166 | 169.9802 | 102.1166 | 102.1166 | 102.1166 | 164.9153 | 113.2347
|  | 2146 | 3 | 730 | 10 | 90 | 31 | 6 | 13 | 11.73 | 6.07 | 217 | 100339 | 7.46 | 30.7362 | 56.3524 | 0.2 | 90.311 | 90.311 | 118.1072 | 90.311 | 108.8121 | 90.311 | 90.311 | 90.311 | 140.3763 | 139.4194 | 173.1135 | 139.4194 | 166.5408 | 139.4194 | 139.4194 | 139.4194 | 186.4175 | 166.5631
|  | 2147 | 3 | 731 | 11 | 90 | 31 | 6 | 13 | 11.89 | 5.54 | 223 | 100339 | 7.757 | 38.1645 | 40.5554 | 0.2 | 77.3984 | 77.3984 | 82.4847 | 77.3984 | 83.342 | 77.3984 | 77.3984 | 77.3984 | 121.0448 | 120.9002 | 128.8442 | 120.9002 | 129.4504 | 120.9002 | 121.6511 | 120.9002 | 151 | 144.8519
|  | 2148 | 3 | 732 | 12 | 90 | 31 | 6 | 13 | 12.06 | 5.01 | 228 | 100339 | 8.063 | 43.3248 | 21.9594 | 0.2 | 82.647 | 82.647 | 85.3364 | 82.647 | 89.3171 | 82.647 | 82.647 | 82.647 | 128.9598 | 128.8798 | 135.5779 | 128.8798 | 138.3927 | 128.8798 | 131.7746 | 128.8798 | 161 | 154.2168
|  | 2149 | 3 | 733 | 13 | 90 | 31 | 6 | 13 | 12.22 | 4.48 | 234 | 100339 | 8.371 | 45.3223 | 1.1685 | 0.2 | 119.2276 | 119.2276 | 119.6757 | 119.2276 | 141.1962 | 119.2276 | 119.2276 | 119.2276 | 183.8935 | 183.7145 | 199.7444 | 183.7145 | 214.9617 | 183.7145 | 199.1107 | 183.7145 | 241.0026 | 218.7809
|  | 2150 | 3 | 734 | 14 | 90 | 31 | 6 | 13 | 12.37 | 4.78 | 233 | 100320 | 8.499 | 43.7127 | -19.7574 | 0.2 | 118.0275 | 118.0275 | 118.0275 | 118.0275 | 139.9917 | 118.0275 | 125.9166 | 118.0275 | 182.1397 | 181.8936 | 192.0922 | 181.8936 | 213.2018 | 181.8936 | 203.2492 | 181.8936 | 238.9813 | 216.669
|  | 2151 | 3 | 735 | 15 | 90 | 31 | 6 | 13 | 12.52 | 5.08 | 232 | 100300 | 8.629 | 38.859 | -38.6523 | 0.2 | 113.4099 | 113.4099 | 113.4099 | 113.4099 | 135.2645 | 113.4099 | 130.8889 | 113.4099 | 175.3196 | 174.8295 | 178.4136 | 174.8295 | 206.2267 | 174.8295 | 203.1326 | 174.8295 | 230.9537 | 208.4059
|  | 2152 | 3 | 736 | 16 | 90 | 31 | 6 | 13 | 12.67 | 5.38 | 231 | 100280 | 8.76 | 31.6346 | -54.7442 | 0.2 | 73.2544 | 73.2544 | 73.2544 | 73.2544 | 79.5412 | 73.2544 | 82.1481 | 73.2544 | 114.7781 | 114.4792 | 114.4792 | 114.4792 | 123.669 | 114.4792 | 125.5124 | 114.4792 | 144 | 137.2905
|  | 2153 | 3 | 737 | 17 | 90 | 31 | 6 | 13 | 12.51 | 5.04 | 231 | 100333 | 8.625 | 22.9133 | -68.4568 | 0.2 | 54.1079 | 54.1079 | 54.1079 | 54.1079 | 57.439 | 54.1079 | 62.5457 | 54.1079 | 85.3081 | 84.9522 | 84.9522 | 84.9522 | 90.019 | 84.9522 | 93.63 | 84.9522 | 106 | 102.1655
|  | 2154 | 3 | 738 | 18 | 90 | 31 | 6 | 13 | 13.15 | 4.37 | 232 | 100385 | 9.086 | 13.3637 | -80.6019 | 0.2 | 41.7638 | 41.7638 | 41.7638 | 41.7638 | 45.5136 | 41.7638 | 64.4191 | 41.7638 | 66.5304 | 65.3244 | 65.3244 | 65.3244 | 71.8334 | 65.3244 | 85.2016 | 65.3244 | 84 | 78.5447
|  | 2155 | 3 | 739 | 19 | 90 | 31 | 6 | 13 | 12.67 | 4.14 | 232 | 100438 | 8.761 | 3.4777 | -91.9743 | 0.2 | 14.5682 | 13.8724 | 13.8724 | 13.8724 | 13.8724 | 13.8724 | 34.0576 | 13.8724 | 23.1276 | 21.7677 | 21.7677 | 21.7677 | 22.1436 | 21.7677 | 36.9087 | 21.7677 | 27.4639 | 26.2364
|  | 2156 | 3 | 740 | 20 | 90 | 31 | 6 | 13 | 12.19 | 3.9 | 235 | 100507 | 8.447 | 0 | -103.2845 | 0.2 | 0 | 0 | 0 | 0 | 0 | 0 | 0 | 0 | 0 | 0 | 0 | 0 | 0 | 0 | 0 | 0 | 0 | 0
|  | 2157 | 3 | 741 | 21 | 90 | 31 | 6 | 13 | 11.71 | 3.67 | 238 | 100575 | 8.142 | 0 | -115.1991 | 0.2 | 0 | 0 | 0 | 0 | 0 | 0 | 0 | 0 | 0 | 0 | 0 | 0 | 0 | 0 | 0 | 0 | 0 | 0
|  | 2158 | 3 | 742 | 22 | 90 | 31 | 6 | 13 | 11.23 | 3.44 | 241 | 100644 | 7.848 | 0 | -128.3712 | 0.2 | 0 | 0 | 0 | 0 | 0 | 0 | 0 | 0 | 0 | 0 | 0 | 0 | 0 | 0 | 0 | 0 | 0 | 0
|  | 2159 | 3 | 743 | 23 | 90 | 31 | 6 | 13 | 10.75 | 3.2 | 241 | 100664 | 7.568 | 0 | -143.3728 | 0.2 | 0 | 0 | 0 | 0 | 0 | 0 | 0 | 0 | 0 | 0 | 0 | 0 | 0 | 0 | 0 | 0 | 0 | 0
|  | 2160 | 3 | 744 | 24 | 90 | 31 | 6 | 13 | 10.26 | 2.97 | 242 | 100683 | 7.291 | 0 | -160.4238 | 0.2 | 0 | 0 | 0 | 0 | 0 | 0 | 0 | 0 | 0 | 0 | 0 | 0 | 0 | 0 | 0 | 0 | 0 | 0
|  | 2161 | 4 | 1 | 1 | 91 | 1 | 7 | 13 | 9.78 | 2.73 | 242 | 100703 | 7.028 | 0 | -179.0699 | 0.2 | 0 | 0 | 0 | 0 | 0 | 0 | 0 | 0 | 0 | 0 | 0 | 0 | 0 | 0 | 0 | 0 | 0 | 0
|  | 2162 | 4 | 2 | 2 | 91 | 1 | 7 | 13 | 9.3 | 2.5 | 271 | 99995 | 6.824 | 0 | 162.4062 | 0.2 | 0 | 0 | 0 | 0 | 0 | 0 | 0 | 0 | 0 | 0 | 0 | 0 | 0 | 0 | 0 | 0 | 0 | 0
|  | 2163 | 4 | 3 | 3 | 91 | 1 | 7 | 13 | 8.82 | 2.27 | 268 | 99956 | 6.58 | 0 | 145.2328 | 0.2 | 0 | 0 | 0 | 0 | 0 | 0 | 0 | 0 | 0 | 0 | 0 | 0 | 0 | 0 | 0 | 0 | 0 | 0
|  | 2164 | 4 | 4 | 4 | 91 | 1 | 7 | 13 | 8.34 | 2.03 | 265 | 99917 | 6.345 | 0 | 130.0624 | 0.2 | 0 | 0 | 0 | 0 | 0 | 0 | 0 | 0 | 0 | 0 | 0 | 0 | 0 | 0 | 0 | 0 | 0 | 0
|  | 2165 | 4 | 5 | 5 | 91 | 1 | 7 | 13 | 7.86 | 1.8 | 260 | 99877 | 6.117 | 0 | 116.7455 | 0.2 | 0 | 0 | 0 | 0 | 0 | 0 | 0 | 0 | 0 | 0 | 0 | 0 | 0 | 0 | 0 | 0 | 0 | 0
|  | 2166 | 4 | 6 | 6 | 91 | 1 | 7 | 13 | 7.38 | 1.56 | 256 | 99838 | 5.897 | 0 | 104.7409 | 0.2 | 0 | 0 | 0 | 0 | 0 | 0 | 0 | 0 | 0 | 0 | 0 | 0 | 0 | 0 | 0 | 0 | 0 | 0
|  | 2167 | 4 | 7 | 7 | 91 | 1 | 7 | 13 | 6.89 | 1.33 | 251 | 99799 | 5.679 | 2.733 | 93.4047 | 0.2 | 0 | 0 | 0 | 0 | 0 | 0 | 0 | 0 | 0 | 0 | 0 | 0 | 0 | 0 | 0 | 0 | 0 | 0
|  | 2168 | 4 | 8 | 8 | 91 | 1 | 7 | 13 | 6.41 | 1.1 | 258 | 99776 | 5.472 | 12.632 | 82.0746 | 0.2 | 38.9868 | 38.9868 | 188.8047 | 38.9868 | 59.8434 | 38.9868 | 38.9868 | 38.9868 | 56.2773 | 47.0544 | 176.9625 | 47.0544 | 85.7731 | 47.0544 | 47.0544 | 47.0544 | 79.4553 | 45.5554
|  | 2169 | 4 | 9 | 9 | 91 | 1 | 7 | 13 | 5.93 | 0.86 | 265 | 99753 | 5.271 | 22.2485 | 70.0458 | 0.2 | 81.1093 | 81.1093 | 265.349 | 81.1093 | 148.0004 | 81.1093 | 81.1093 | 81.1093 | 113.7302 | 104.3318 | 291.3065 | 104.3318 | 208.3285 | 104.3318 | 104.3318 | 104.3318 | 189.8695 | 109.6872
|  | 2170 | 4 | 10 | 10 | 91 | 1 | 7 | 13 | 10.95 | 1.93 | 272 | 99730 | 5.628 | 31.1038 | 56.5253 | 0.2 | 100.845 | 100.845 | 172.2016 | 100.845 | 148.0296 | 100.845 | 100.845 | 100.845 | 150.0848 | 146.9539 | 233.9061 | 146.9539 | 216.814 | 146.9539 | 146.9539 | 146.9539 | 221.2313 | 169.6188
|  | 2171 | 4 | 11 | 11 | 91 | 1 | 7 | 13 | 12.3 | 2.38 | 281 | 99661 | 5.588 | 38.5491 | 40.6778 | 0.2 | 126.1528 | 126.1528 | 184.7643 | 126.1528 | 194.3484 | 126.1528 | 126.1528 | 126.1528 | 184.5898 | 182.1451 | 274.2559 | 182.1451 | 281.0329 | 182.1451 | 191.3668 | 182.1451 | 280.7981 | 209.1453
|  | 2172 | 4 | 12 | 12 | 91 | 1 | 7 | 13 | 13.66 | 2.82 | 290 | 99592 | 5.49 | 43.7207 | 21.9861 | 0.2 | 156.8237 | 156.8237 | 208.9873 | 156.8237 | 286.0238 | 156.8237 | 156.8237 | 156.8237 | 222.8024 | 219.9417 | 351.0458 | 219.9417 | 405.5188 | 219.9417 | 277.2753 | 219.9417 | 383.0824 | 249.8367
|  | 2173 | 4 | 13 | 13 | 91 | 1 | 7 | 13 | 15.02 | 3.27 | 299 | 99523 | 5.318 | 45.7116 | 1.0622 | 0.2 | 173.6592 | 173.6592 | 180.5911 | 173.6592 | 547.5198 | 173.6592 | 173.6592 | 173.6592 | 205.198 | 198.5019 | 474.4589 | 198.5019 | 733.9167 | 198.5019 | 464.6558 | 198.5019 | 583.0437 | 199.7134
|  | 2174 | 4 | 14 | 14 | 91 | 1 | 7 | 13 | 15.21 | 3.93 | 303 | 99504 | 5.484 | 44.0731 | -19.9864 | 0.2 | 171.5066 | 171.5066 | 171.5066 | 171.5066 | 552.9527 | 171.5066 | 310.2389 | 171.5066 | 202.7689 | 194.6227 | 374.3935 | 194.6227 | 742.2153 | 194.6227 | 570.5907 | 194.6227 | 588.4107 | 195.444
|  | 2175 | 4 | 15 | 15 | 91 | 1 | 7 | 13 | 15.39 | 4.58 | 307 | 99484 | 5.65 | 39.1792 | -38.9531 | 0.2 | 140.3466 | 140.3466 | 140.3466 | 140.3466 | 649.7919 | 140.3466 | 552.197 | 140.3466 | 138.0517 | 120.7672 | 207.0618 | 120.7672 | 858.5162 | 120.7672 | 789.5061 | 120.7672 | 629.0563 | 95.1669
|  | 2176 | 4 | 16 | 16 | 91 | 1 | 7 | 13 | 15.58 | 5.24 | 312 | 99464 | 5.823 | 31.9176 | -55.0706 | 0.2 | 110.8457 | 110.8457 | 110.8457 | 110.8457 | 554.3012 | 110.8457 | 745.8291 | 110.8457 | 116.8611 | 89.3109 | 89.3109 | 89.3109 | 744.0019 | 89.3109 | 879.4326 | 89.3109 | 549.8291 | 67.4117
|  | 2177 | 4 | 17 | 17 | 91 | 1 | 7 | 13 | 14.26 | 4.91 | 319 | 99497 | 5.758 | 23.1697 | -68.7854 | 0.2 | 91.251 | 91.251 | 91.251 | 91.251 | 370.3696 | 91.251 | 810.3177 | 91.251 | 116.4853 | 80.4269 | 80.4269 | 80.4269 | 511.2187 | 80.4269 | 822.3089 | 80.4269 | 394.6088 | 64.4958
|  | 2178 | 4 | 18 | 18 | 91 | 1 | 7 | 13 | 12.94 | 4.57 | 326 | 99530 | 5.66 | 13.6052 | -80.9251 | 0.2 | 54.1094 | 54.1094 | 54.1094 | 54.1094 | 69.1117 | 54.1094 | 148.0354 | 54.1094 | 85.5374 | 79.8679 | 79.8679 | 79.8679 | 106.7538 | 79.8679 | 162.5613 | 79.8679 | 115.8293 | 92.8091
|  | 2179 | 4 | 19 | 19 | 91 | 1 | 7 | 13 | 11.62 | 4.23 | 334 | 99563 | 5.533 | 3.7158 | -92.2918 | 0.2 | 25.9875 | 21.4562 | 21.4562 | 21.4562 | 21.4562 | 21.4562 | 134.6793 | 21.4562 | 37.9582 | 29.5505 | 29.5505 | 29.5505 | 31.55 | 29.5505 | 114.815 | 29.5505 | 39.5593 | 32.2002
|  | 2180 | 4 | 20 | 20 | 91 | 1 | 7 | 13 | 10.65 | 4.57 | 343 | 99655 | 5.173 | 0 | -103.5975 | 0.2 | 0 | 0 | 0 | 0 | 0 | 0 | 0 | 0 | 0 | 0 | 0 | 0 | 0 | 0 | 0 | 0 | 0 | 0
|  | 2181 | 4 | 21 | 21 | 91 | 1 | 7 | 13 | 9.68 | 4.91 | 351 | 99746 | 4.833 | 0 | -115.5067 | 0.2 | 0 | 0 | 0 | 0 | 0 | 0 | 0 | 0 | 0 | 0 | 0 | 0 | 0 | 0 | 0 | 0 | 0 | 0
|  | 2182 | 4 | 22 | 22 | 91 | 1 | 7 | 13 | 8.71 | 5.24 | 0 | 99838 | 4.514 | 0 | -128.6661 | 0.2 | 0 | 0 | 0 | 0 | 0 | 0 | 0 | 0 | 0 | 0 | 0 | 0 | 0 | 0 | 0 | 0 | 0 | 0
|  | 2183 | 4 | 23 | 23 | 91 | 1 | 7 | 13 | 8.22 | 4.9 | 8 | 99904 | 4.192 | 0 | -143.6363 | 0.2 | 0 | 0 | 0 | 0 | 0 | 0 | 0 | 0 | 0 | 0 | 0 | 0 | 0 | 0 | 0 | 0 | 0 | 0
|  | 2184 | 4 | 24 | 24 | 91 | 1 | 7 | 13 | 7.74 | 4.56 | 15 | 99969 | 3.888 | 0 | -160.6246 | 0.2 | 0 | 0 | 0 | 0 | 0 | 0 | 0 | 0 | 0 | 0 | 0 | 0 | 0 | 0 | 0 | 0 | 0 | 0
|  | 2185 | 4 | 25 | 1 | 92 | 2 | 1 | 14 | 7.26 | 4.22 | 22 | 100035 | 3.6 | 0 | -179.1737 | 0.2 | 0 | 0 | 0 | 0 | 0 | 0 | 0 | 0 | 0 | 0 | 0 | 0 | 0 | 0 | 0 | 0 | 0 | 0
|  | 2186 | 4 | 26 | 2 | 92 | 2 | 1 | 14 | 6.47 | 3.79 | 30 | 100074 | 3.563 | 0 | 162.4064 | 0.2 | 0 | 0 | 0 | 0 | 0 | 0 | 0 | 0 | 0 | 0 | 0 | 0 | 0 | 0 | 0 | 0 | 0 | 0
|  | 2187 | 4 | 27 | 3 | 92 | 2 | 1 | 14 | 5.68 | 3.37 | 39 | 100113 | 3.518 | 0 | 145.3182 | 0.2 | 0 | 0 | 0 | 0 | 0 | 0 | 0 | 0 | 0 | 0 | 0 | 0 | 0 | 0 | 0 | 0 | 0 | 0
|  | 2188 | 4 | 28 | 4 | 92 | 2 | 1 | 14 | 4.9 | 2.94 | 47 | 100153 | 3.469 | 0 | 130.2032 | 0.2 | 0 | 0 | 0 | 0 | 0 | 0 | 0 | 0 | 0 | 0 | 0 | 0 | 0 | 0 | 0 | 0 | 0 | 0
|  | 2189 | 4 | 29 | 5 | 92 | 2 | 1 | 14 | 4.77 | 2.77 | 50 | 100156 | 3.504 | 0 | 116.9178 | 0.2 | 0 | 0 | 0 | 0 | 0 | 0 | 0 | 0 | 0 | 0 | 0 | 0 | 0 | 0 | 0 | 0 | 0 | 0
|  | 2190 | 4 | 30 | 6 | 92 | 2 | 1 | 14 | 4.65 | 2.61 | 54 | 100159 | 3.54 | 0 | 104.9299 | 0.2 | 0 | 0 | 0 | 0 | 0 | 0 | 0 | 0 | 0 | 0 | 0 | 0 | 0 | 0 | 0 | 0 | 0 | 0
|  | 2191 | 4 | 31 | 7 | 92 | 2 | 1 | 14 | 4.53 | 2.44 | 57 | 100162 | 3.575 | 3.0753 | 93.602 | 0.2 | 0 | 0 | 0 | 0 | 0 | 0 | 0 | 0 | 0 | 0 | 0 | 0 | 0 | 0 | 0 | 0 | 0 | 0
|  | 2192 | 4 | 32 | 8 | 92 | 2 | 1 | 14 | 5.41 | 2.67 | 59 | 100172 | 3.491 | 12.9756 | 82.2744 | 0.2 | 50.2136 | 50.2136 | 369.2858 | 50.2136 | 93.499 | 50.2136 | 50.2136 | 50.2136 | 76.9676 | 55.1122 | 333.1931 | 55.1122 | 138.1824 | 55.1122 | 55.1122 | 55.1122 | 123.6486 | 49.455
|  | 2193 | 4 | 33 | 9 | 92 | 2 | 1 | 14 | 6.28 | 2.89 | 60 | 100182 | 3.378 | 22.6002 | 70.2402 | 0.2 | 83.6705 | 83.6705 | 678.9618 | 83.6705 | 297.5163 | 83.6705 | 83.6705 | 83.6705 | 112.3031 | 77.3328 | 684.4494 | 77.3328 | 414.7267 | 77.3328 | 77.3328 | 77.3328 | 326.7039 | 63.4026
|  | 2194 | 4 | 34 | 10 | 92 | 2 | 1 | 14 | 7.16 | 3.12 | 61 | 100192 | 3.239 | 31.4697 | 56.6992 | 0.2 | 109.8209 | 109.8209 | 680.4145 | 109.8209 | 484.6424 | 109.8209 | 109.8209 | 109.8209 | 123.6073 | 93.1757 | 792.1167 | 93.1757 | 653.685 | 93.1757 | 93.1757 | 93.1757 | 489.4465 | 71.5882
|  | 2195 | 4 | 35 | 11 | 92 | 2 | 1 | 14 | 8.17 | 3.12 | 59 | 100140 | 3.159 | 38.9321 | 40.8013 | 0.2 | 127.4742 | 127.4742 | 565.9448 | 127.4742 | 635.4237 | 127.4742 | 127.4742 | 127.4742 | 126.6572 | 102.5327 | 795.8773 | 102.5327 | 845.0062 | 102.5327 | 175.7862 | 102.5327 | 618.0579 | 75.9912
|  | 2196 | 4 | 36 | 12 | 92 | 2 | 1 | 14 | 9.19 | 3.12 | 58 | 100087 | 3.053 | 44.1151 | 22.0133 | 0.2 | 134.0959 | 134.0959 | 379.896 | 134.0959 | 742.066 | 134.0959 | 134.0959 | 134.0959 | 118.2225 | 98.5229 | 721.9292 | 98.5229 | 978.0221 | 98.5229 | 374.3154 | 98.5229 | 701.3357 | 65.5061
|  | 2197 | 4 | 37 | 13 | 92 | 2 | 1 | 14 | 10.2 | 3.12 | 56 | 100035 | 2.911 | 46.0995 | 0.95512 | 0.2 | 141.9368 | 141.9368 | 152.4602 | 141.9368 | 773.1534 | 141.9368 | 141.9368 | 141.9368 | 124.221 | 106.6891 | 577.9997 | 106.6891 | 1016.8961 | 106.6891 | 563.1174 | 106.6891 | 729.0568 | 73.0463
|  | 2198 | 4 | 38 | 14 | 92 | 2 | 1 | 14 | 10.65 | 3.25 | 49 | 99979 | 2.744 | 44.4319 | -20.217 | 0.2 | 140.9306 | 140.9306 | 140.9306 | 140.9306 | 748.8578 | 140.9306 | 364.8095 | 140.9306 | 127.2922 | 108.0653 | 398.8554 | 108.0653 | 987.0312 | 108.0653 | 715.468 | 108.0653 | 710.83 | 75.7118
|  | 2199 | 4 | 39 | 15 | 92 | 2 | 1 | 14 | 11.1 | 3.37 | 42 | 99923 | 2.565 | 39.4975 | -39.2553 | 0.2 | 127.7289 | 127.7289 | 127.7289 | 127.7289 | 684.0918 | 127.7289 | 582.3824 | 127.7289 | 122.3821 | 97.0145 | 194.3015 | 97.0145 | 909.198 | 97.0145 | 837.2786 | 97.0145 | 660.3351 | 68.0971
|  | 2200 | 4 | 40 | 16 | 92 | 2 | 1 | 14 | 11.56 | 3.5 | 35 | 99868 | 2.373 | 32.199 | -55.3977 | 0.2 | 121.3007 | 121.3007 | 121.3007 | 121.3007 | 526.5982 | 121.3007 | 708.7617 | 121.3007 | 137.4684 | 106.2639 | 106.2639 | 106.2639 | 710.6456 | 106.2639 | 839.4546 | 106.2639 | 534.7065 | 85.2792
|  | 2201 | 4 | 41 | 17 | 92 | 2 | 1 | 14 | 10.45 | 3.11 | 34 | 99845 | 2.553 | 23.4246 | -69.1139 | 0.2 | 96.4498 | 96.4498 | 96.4498 | 96.4498 | 349.643 | 96.4498 | 759.9793 | 96.4498 | 130.624 | 92.0883 | 92.0883 | 92.0883 | 488.6932 | 92.0883 | 778.8448 | 92.0883 | 387.5745 | 79.8838
|  | 2202 | 4 | 42 | 18 | 92 | 2 | 1 | 14 | 9.34 | 2.71 | 33 | 99822 | 2.694 | 13.8456 | -81.2477 | 0.2 | 64.7692 | 64.7692 | 64.7692 | 64.7692 | 164.1019 | 64.7692 | 709.9713 | 64.7692 | 111.0976 | 67.5664 | 67.5664 | 67.5664 | 251.5753 | 67.5664 | 637.5632 | 67.5664 | 222.8958 | 62.0008
|  | 2203 | 4 | 43 | 19 | 92 | 2 | 1 | 14 | 8.23 | 2.32 | 33 | 99799 | 2.8 | 3.9531 | -92.6082 | 0.2 | 39.9998 | 23.7046 | 23.7046 | 23.7046 | 23.7046 | 23.7046 | 381.4158 | 23.7046 | 61.8447 | 32.8248 | 32.8248 | 32.8248 | 38.7999 | 32.8248 | 303.2623 | 32.8248 | 62.1516 | 37.4065
|  | 2204 | 4 | 44 | 20 | 92 | 2 | 1 | 14 | 7.17 | 2.33 | 43 | 99815 | 2.857 | 0 | -103.9091 | 0.2 | 0 | 0 | 0 | 0 | 0 | 0 | 0 | 0 | 0 | 0 | 0 | 0 | 0 | 0 | 0 | 0 | 0 | 0
|  | 2205 | 4 | 45 | 21 | 92 | 2 | 1 | 14 | 6.12 | 2.34 | 53 | 99831 | 2.892 | 0 | -115.8123 | 0.2 | 0 | 0 | 0 | 0 | 0 | 0 | 0 | 0 | 0 | 0 | 0 | 0 | 0 | 0 | 0 | 0 | 0 | 0
|  | 2206 | 4 | 46 | 22 | 92 | 2 | 1 | 14 | 5.06 | 2.36 | 64 | 99848 | 2.905 | 0 | -128.9585 | 0.2 | 0 | 0 | 0 | 0 | 0 | 0 | 0 | 0 | 0 | 0 | 0 | 0 | 0 | 0 | 0 | 0 | 0 | 0
|  | 2207 | 4 | 47 | 23 | 92 | 2 | 1 | 14 | 4.55 | 2.12 | 71 | 99828 | 2.771 | 0 | -143.897 | 0.2 | 0 | 0 | 0 | 0 | 0 | 0 | 0 | 0 | 0 | 0 | 0 | 0 | 0 | 0 | 0 | 0 | 0 | 0
|  | 2208 | 4 | 48 | 24 | 92 | 2 | 1 | 14 | 4.04 | 1.89 | 79 | 99809 | 2.642 | 0 | -160.8226 | 0.2 | 0 | 0 | 0 | 0 | 0 | 0 | 0 | 0 | 0 | 0 | 0 | 0 | 0 | 0 | 0 | 0 | 0 | 0
|  | 2209 | 4 | 49 | 1 | 93 | 3 | 2 | 14 | 3.53 | 1.66 | 87 | 99789 | 2.518 | 0 | -179.2757 | 0.2 | 0 | 0 | 0 | 0 | 0 | 0 | 0 | 0 | 0 | 0 | 0 | 0 | 0 | 0 | 0 | 0 | 0 | 0
|  | 2210 | 4 | 50 | 2 | 93 | 3 | 2 | 14 | 3.19 | 1.74 | 94 | 99753 | 2.551 | 0 | 162.407 | 0.2 | 0 | 0 | 0 | 0 | 0 | 0 | 0 | 0 | 0 | 0 | 0 | 0 | 0 | 0 | 0 | 0 | 0 | 0
|  | 2211 | 4 | 51 | 3 | 93 | 3 | 2 | 14 | 2.85 | 1.82 | 102 | 99717 | 2.582 | 0 | 145.4029 | 0.2 | 0 | 0 | 0 | 0 | 0 | 0 | 0 | 0 | 0 | 0 | 0 | 0 | 0 | 0 | 0 | 0 | 0 | 0
|  | 2212 | 4 | 52 | 4 | 93 | 3 | 2 | 14 | 2.52 | 1.9 | 110 | 99681 | 2.61 | 0 | 130.343 | 0.2 | 0 | 0 | 0 | 0 | 0 | 0 | 0 | 0 | 0 | 0 | 0 | 0 | 0 | 0 | 0 | 0 | 0 | 0
|  | 2213 | 4 | 53 | 5 | 93 | 3 | 2 | 14 | 2.52 | 1.69 | 108 | 99638 | 2.857 | 0 | 117.089 | 0.2 | 0 | 0 | 0 | 0 | 0 | 0 | 0 | 0 | 0 | 0 | 0 | 0 | 0 | 0 | 0 | 0 | 0 | 0
|  | 2214 | 4 | 54 | 6 | 93 | 3 | 2 | 14 | 2.52 | 1.48 | 107 | 99596 | 3.103 | 0 | 105.1181 | 0.2 | 0 | 0 | 0 | 0 | 0 | 0 | 0 | 0 | 0 | 0 | 0 | 0 | 0 | 0 | 0 | 0 | 0 | 0
|  | 2215 | 4 | 55 | 7 | 93 | 3 | 2 | 14 | 2.52 | 1.27 | 106 | 99553 | 3.351 | 3.4161 | 93.799 | 0.2 | 0 | 0 | 0 | 0 | 0 | 0 | 0 | 0 | 0 | 0 | 0 | 0 | 0 | 0 | 0 | 0 | 0 | 0
|  | 2216 | 4 | 56 | 8 | 93 | 3 | 2 | 14 | 5.5 | 1.12 | 98 | 99527 | 3.552 | 13.3175 | 82.4743 | 0.2 | 51.2245 | 51.2245 | 433.653 | 51.2245 | 101.7469 | 51.2245 | 51.2245 | 51.2245 | 83.155 | 54.3121 | 389.2976 | 54.3121 | 154.6045 | 54.3121 | 54.3121 | 54.3121 | 139.0103 | 47.698
|  | 2217 | 4 | 57 | 9 | 93 | 3 | 2 | 14 | 8.48 | 0.97 | 89 | 99501 | 3.648 | 22.9501 | 70.4352 | 0.2 | 89.677 | 89.677 | 631.6817 | 89.677 | 282.3005 | 89.677 | 89.677 | 89.677 | 123.6847 | 87.6572 | 643.1452 | 87.6572 | 396.0955 | 87.6572 | 87.6572 | 87.6572 | 318.4471 | 74.873
|  | 2218 | 4 | 58 | 10 | 93 | 3 | 2 | 14 | 11.46 | 0.81 | 81 | 99474 | 3.585 | 31.834 | 56.8741 | 0.2 | 114.0071 | 114.0071 | 640.5529 | 114.0071 | 457.5972 | 114.0071 | 114.0071 | 114.0071 | 134.8795 | 101.8175 | 750.1585 | 101.8175 | 620.7893 | 101.8175 | 101.8175 | 101.8175 | 471.8399 | 81.4931
|  | 2219 | 4 | 59 | 11 | 93 | 3 | 2 | 14 | 12.94 | 1.32 | 88 | 99399 | 3.763 | 39.3135 | 40.9261 | 0.2 | 118.8749 | 118.8749 | 586.7988 | 118.8749 | 658.5646 | 118.8749 | 118.8749 | 118.8749 | 117.5356 | 85.5496 | 830.026 | 85.5496 | 880.7721 | 85.5496 | 168.2817 | 85.5496 | 641.0126 | 56.0878
|  | 2220 | 4 | 60 | 12 | 93 | 3 | 2 | 14 | 14.41 | 1.83 | 95 | 99324 | 3.933 | 44.5081 | 22.0412 | 0.2 | 133.5412 | 133.5412 | 382.3295 | 133.5412 | 748.0401 | 133.5412 | 133.5412 | 133.5412 | 124.1112 | 97.8309 | 734.5474 | 97.8309 | 993.1438 | 97.8309 | 382.7076 | 97.8309 | 717.9475 | 66.2827
|  | 2221 | 4 | 61 | 13 | 93 | 3 | 2 | 14 | 15.89 | 2.33 | 102 | 99248 | 4.097 | 46.4859 | 0.84736 | 0.2 | 134.6421 | 134.6421 | 144.4191 | 134.6421 | 795.6889 | 134.6421 | 134.6421 | 134.6421 | 119.1497 | 94.2009 | 593.4938 | 94.2009 | 1054.0111 | 94.2009 | 579.667 | 94.2009 | 757.0337 | 60.7039
|  | 2222 | 4 | 62 | 14 | 93 | 3 | 2 | 14 | 16.5 | 2.07 | 131 | 99163 | 4.131 | 44.7889 | -20.4493 | 0.2 | 136.079 | 136.079 | 136.079 | 136.079 | 764.4935 | 136.079 | 370.3995 | 136.079 | 126.2201 | 99.8158 | 404.8866 | 99.8158 | 1014.9323 | 99.8158 | 736.2658 | 99.8158 | 733.7265 | 67.9708
|  | 2223 | 4 | 63 | 15 | 93 | 3 | 2 | 14 | 17.12 | 1.81 | 160 | 99078 | 4.162 | 39.8141 | -39.5588 | 0.2 | 123.744 | 123.744 | 123.744 | 123.744 | 684.4459 | 123.744 | 586.9189 | 123.744 | 125.6689 | 93.4688 | 194.6309 | 93.4688 | 918.6211 | 93.4688 | 849.6591 | 93.4688 | 674.0141 | 67.7744
|  | 2224 | 4 | 64 | 16 | 93 | 3 | 2 | 14 | 17.74 | 1.54 | 189 | 98993 | 4.189 | 32.4786 | -55.7253 | 0.2 | 120.1956 | 120.1956 | 120.1956 | 120.1956 | 528.0003 | 120.1956 | 718.5818 | 120.1956 | 140.6755 | 103.0994 | 103.0994 | 103.0994 | 717.3984 | 103.0994 | 852.1599 | 103.0994 | 542.0683 | 81.123
|  | 2225 | 4 | 65 | 17 | 93 | 3 | 2 | 14 | 16.34 | 1.81 | 143 | 98940 | 4.551 | 23.678 | -69.4422 | 0.2 | 101.6429 | 101.6429 | 101.6429 | 101.6429 | 346.2149 | 101.6429 | 753.7732 | 101.6429 | 141.0341 | 98.0105 | 98.0105 | 98.0105 | 486.9112 | 98.0105 | 775.0984 | 98.0105 | 390.0016 | 84.585
|  | 2226 | 4 | 66 | 18 | 93 | 3 | 2 | 14 | 14.95 | 2.08 | 97 | 98888 | 4.82 | 14.0849 | -81.5695 | 0.2 | 66.5661 | 66.5661 | 66.5661 | 66.5661 | 157.5186 | 66.5661 | 680.2366 | 66.5661 | 117.7431 | 71.9924 | 71.9924 | 71.9924 | 246.3694 | 71.9924 | 615.9868 | 71.9924 | 224.0617 | 68.408
|  | 2227 | 4 | 67 | 19 | 93 | 3 | 2 | 14 | 13.55 | 2.34 | 52 | 98835 | 5.003 | 4.1897 | -92.9235 | 0.2 | 42.298 | 24.5992 | 24.5992 | 24.5992 | 24.5992 | 24.5992 | 371.1693 | 24.5992 | 65.112 | 34.6218 | 34.6218 | 34.6218 | 40.082 | 34.6218 | 297.6591 | 34.6218 | 65.4014 | 39.9807
|  | 2228 | 4 | 68 | 20 | 93 | 3 | 2 | 14 | 11.97 | 2.11 | 80 | 98835 | 4.967 | 0 | -104.219 | 0.2 | 0 | 0 | 0 | 0 | 0 | 0 | 0 | 0 | 0 | 0 | 0 | 0 | 0 | 0 | 0 | 0 | 0 | 0
|  | 2229 | 4 | 69 | 21 | 93 | 3 | 2 | 14 | 10.39 | 1.87 | 108 | 98835 | 4.883 | 0 | -116.1159 | 0.2 | 0 | 0 | 0 | 0 | 0 | 0 | 0 | 0 | 0 | 0 | 0 | 0 | 0 | 0 | 0 | 0 | 0 | 0
|  | 2230 | 4 | 70 | 22 | 93 | 3 | 2 | 14 | 8.81 | 1.63 | 136 | 98835 | 4.76 | 0 | -129.2483 | 0.2 | 0 | 0 | 0 | 0 | 0 | 0 | 0 | 0 | 0 | 0 | 0 | 0 | 0 | 0 | 0 | 0 | 0 | 0
|  | 2231 | 4 | 71 | 23 | 93 | 3 | 2 | 14 | 8.46 | 1.62 | 153 | 98799 | 4.867 | 0 | -144.1547 | 0.2 | 0 | 0 | 0 | 0 | 0 | 0 | 0 | 0 | 0 | 0 | 0 | 0 | 0 | 0 | 0 | 0 | 0 | 0
|  | 2232 | 4 | 72 | 24 | 93 | 3 | 2 | 14 | 8.12 | 1.62 | 170 | 98763 | 4.968 | 0 | -161.0179 | 0.2 | 0 | 0 | 0 | 0 | 0 | 0 | 0 | 0 | 0 | 0 | 0 | 0 | 0 | 0 | 0 | 0 | 0 | 0
|  | 2233 | 4 | 73 | 1 | 94 | 4 | 3 | 14 | 7.77 | 1.61 | 186 | 98727 | 5.059 | 0 | -179.3758 | 0.2 | 0 | 0 | 0 | 0 | 0 | 0 | 0 | 0 | 0 | 0 | 0 | 0 | 0 | 0 | 0 | 0 | 0 | 0
|  | 2234 | 4 | 74 | 2 | 94 | 4 | 3 | 14 | 7.85 | 1.58 | 190 | 98727 | 5.149 | 0 | 162.408 | 0.2 | 0 | 0 | 0 | 0 | 0 | 0 | 0 | 0 | 0 | 0 | 0 | 0 | 0 | 0 | 0 | 0 | 0 | 0
|  | 2235 | 4 | 75 | 3 | 94 | 4 | 3 | 14 | 7.93 | 1.55 | 193 | 98727 | 5.239 | 0 | 145.487 | 0.2 | 0 | 0 | 0 | 0 | 0 | 0 | 0 | 0 | 0 | 0 | 0 | 0 | 0 | 0 | 0 | 0 | 0 | 0
|  | 2236 | 4 | 76 | 4 | 94 | 4 | 3 | 14 | 8.02 | 1.52 | 197 | 98727 | 5.334 | 0 | 130.4817 | 0.2 | 0 | 0 | 0 | 0 | 0 | 0 | 0 | 0 | 0 | 0 | 0 | 0 | 0 | 0 | 0 | 0 | 0 | 0
|  | 2237 | 4 | 77 | 5 | 94 | 4 | 3 | 14 | 8.51 | 1.71 | 200 | 98727 | 5.632 | 0 | 117.2593 | 0.2 | 0 | 0 | 0 | 0 | 0 | 0 | 0 | 0 | 0 | 0 | 0 | 0 | 0 | 0 | 0 | 0 | 0 | 0
|  | 2238 | 4 | 78 | 6 | 94 | 4 | 3 | 14 | 9.01 | 1.9 | 204 | 98727 | 5.948 | 0 | 105.3056 | 0.2 | 0 | 0 | 0 | 0 | 0 | 0 | 0 | 0 | 0 | 0 | 0 | 0 | 0 | 0 | 0 | 0 | 0 | 0
|  | 2239 | 4 | 79 | 7 | 94 | 4 | 3 | 14 | 9.5 | 2.1 | 207 | 98727 | 6.273 | 3.7553 | 93.9956 | 0.2 | 0 | 0 | 0 | 0 | 0 | 0 | 0 | 0 | 0 | 0 | 0 | 0 | 0 | 0 | 0 | 0 | 0 | 0
|  | 2240 | 4 | 80 | 8 | 94 | 4 | 3 | 14 | 11.46 | 2.71 | 210 | 98737 | 6.429 | 13.6578 | 82.6742 | 0.2 | 53.7058 | 53.7058 | 404.2637 | 53.7058 | 98.7737 | 53.7058 | 53.7058 | 53.7058 | 87.3324 | 58.471 | 367.0821 | 58.471 | 151.0681 | 58.471 | 58.471 | 58.471 | 138.3348 | 52.4507
|  | 2241 | 4 | 81 | 9 | 94 | 4 | 3 | 14 | 13.43 | 3.32 | 214 | 98747 | 6.497 | 23.2983 | 70.6308 | 0.2 | 86.5576 | 86.5576 | 673.2425 | 86.5576 | 292.8072 | 86.5576 | 86.5576 | 86.5576 | 124.5221 | 80.9972 | 685.2114 | 80.9972 | 416.203 | 80.9972 | 80.9972 | 80.9972 | 335.1513 | 67.3483
|  | 2242 | 4 | 82 | 10 | 94 | 4 | 3 | 14 | 15.39 | 3.93 | 217 | 98757 | 6.443 | 32.1963 | 57.0501 | 0.2 | 112.0835 | 112.0835 | 677.7018 | 112.0835 | 478.6976 | 112.0835 | 112.0835 | 112.0835 | 136.3762 | 95.512 | 795.564 | 95.512 | 654.8468 | 95.512 | 95.512 | 95.512 | 498.1901 | 73.7854
|  | 2243 | 4 | 83 | 11 | 94 | 4 | 3 | 14 | 16.03 | 3.99 | 222 | 98711 | 5.945 | 39.6931 | 41.0522 | 0.2 | 125.2598 | 125.2598 | 575.511 | 125.2598 | 642.2634 | 125.2598 | 125.2598 | 125.2598 | 132.9025 | 96.1079 | 816.8549 | 96.1079 | 864.056 | 96.1079 | 180.1036 | 96.1079 | 636.8708 | 67.8317
|  | 2244 | 4 | 84 | 12 | 94 | 4 | 3 | 14 | 16.66 | 4.04 | 228 | 98665 | 5.389 | 44.8994 | 22.07 | 0.2 | 134.2615 | 134.2615 | 382.1846 | 134.2615 | 745.7416 | 134.2615 | 134.2615 | 134.2615 | 130.7111 | 98.1585 | 738.4009 | 98.1585 | 995.4744 | 98.1585 | 387.7847 | 98.1585 | 723.9313 | 66.4149
|  | 2245 | 4 | 85 | 13 | 94 | 4 | 3 | 14 | 17.3 | 4.1 | 233 | 98619 | 4.78 | 46.8706 | 0.73906 | 0.2 | 177.8861 | 177.8861 | 181.3631 | 177.8861 | 447.4281 | 177.8861 | 177.8861 | 177.8861 | 237.3776 | 224.4908 | 430.4313 | 224.4908 | 618.5677 | 224.4908 | 425.514 | 224.4908 | 529.0036 | 241.2368
|  | 2246 | 4 | 86 | 14 | 94 | 4 | 3 | 14 | 16.8 | 4.32 | 231 | 98576 | 4.798 | 45.1442 | -20.6829 | 0.2 | 35.3594 | 35.3594 | 35.3594 | 35.3594 | 35.3594 | 35.3594 | 35.3594 | 35.3594 | 55.7276 | 55.7276 | 55.7276 | 55.7276 | 55.7276 | 55.7276 | 55.7276 | 55.7276 | 67 | 67
|  | 2247 | 4 | 87 | 15 | 94 | 4 | 3 | 14 | 16.3 | 4.54 | 228 | 98534 | 4.81 | 40.1288 | -39.8635 | 0.2 | 133.3649 | 133.3649 | 133.3649 | 133.3649 | 660.2606 | 133.3649 | 573.3482 | 133.3649 | 141.5812 | 105.0001 | 203.0376 | 105.0001 | 886.7243 | 105.0001 | 825.2679 | 105.0001 | 654.2204 | 75.5913
|  | 2248 | 4 | 88 | 16 | 94 | 4 | 3 | 14 | 15.8 | 4.76 | 226 | 98491 | 4.816 | 32.7566 | -56.0532 | 0.2 | 27.2001 | 27.2001 | 27.2001 | 27.2001 | 27.2001 | 27.2001 | 27.2001 | 27.2001 | 43.0795 | 43.0795 | 43.0795 | 43.0795 | 43.0795 | 43.0795 | 43.0795 | 43.0795 | 52 | 52
|  | 2249 | 4 | 89 | 17 | 94 | 4 | 3 | 14 | 14.68 | 4.01 | 221 | 98508 | 5.462 | 23.9301 | -69.7701 | 0.2 | 96.2111 | 96.2111 | 96.2111 | 96.2111 | 141.9095 | 96.2111 | 220.2161 | 96.2111 | 148.1931 | 139.0369 | 139.0369 | 139.0369 | 212.8204 | 139.0369 | 268.1915 | 139.0369 | 218.7825 | 160.1353
|  | 2250 | 4 | 90 | 18 | 94 | 4 | 3 | 14 | 13.55 | 3.27 | 216 | 98524 | 5.988 | 14.3232 | -81.8905 | 0.2 | 62.0592 | 62.0592 | 62.0592 | 62.0592 | 82.9518 | 62.0592 | 208.6833 | 62.0592 | 99.1087 | 87.1426 | 87.1426 | 87.1426 | 128.6553 | 87.1426 | 217.5609 | 87.1426 | 135.5661 | 97.7508
|  | 2251 | 4 | 91 | 19 | 94 | 4 | 3 | 14 | 12.43 | 2.52 | 212 | 98540 | 6.412 | 4.4254 | -93.2374 | 0.2 | 9.323 | 9.323 | 9.323 | 9.323 | 9.323 | 9.323 | 9.323 | 9.323 | 14.8467 | 14.8467 | 14.8467 | 14.8467 | 14.8467 | 14.8467 | 14.8467 | 14.8467 | 18 | 18
|  | 2252 | 4 | 92 | 20 | 94 | 4 | 3 | 14 | 12.04 | 2.83 | 209 | 98583 | 6.962 | 0 | -104.5271 | 0.2 | 0 | 0 | 0 | 0 | 0 | 0 | 0 | 0 | 0 | 0 | 0 | 0 | 0 | 0 | 0 | 0 | 0 | 0
|  | 2253 | 4 | 93 | 21 | 94 | 4 | 3 | 14 | 11.65 | 3.13 | 207 | 98626 | 7.479 | 0 | -116.4171 | 0.2 | 0 | 0 | 0 | 0 | 0 | 0 | 0 | 0 | 0 | 0 | 0 | 0 | 0 | 0 | 0 | 0 | 0 | 0
|  | 2254 | 4 | 94 | 22 | 94 | 4 | 3 | 14 | 11.26 | 3.43 | 204 | 98668 | 7.966 | 0 | -129.5352 | 0.2 | 0 | 0 | 0 | 0 | 0 | 0 | 0 | 0 | 0 | 0 | 0 | 0 | 0 | 0 | 0 | 0 | 0 | 0
|  | 2255 | 4 | 95 | 23 | 94 | 4 | 3 | 14 | 11.2 | 2.99 | 209 | 98675 | 8.045 | 0 | -144.4092 | 0.2 | 0 | 0 | 0 | 0 | 0 | 0 | 0 | 0 | 0 | 0 | 0 | 0 | 0 | 0 | 0 | 0 | 0 | 0
|  | 2256 | 4 | 96 | 24 | 94 | 4 | 3 | 14 | 11.15 | 2.54 | 213 | 98681 | 8.129 | 0 | -161.2102 | 0.2 | 0 | 0 | 0 | 0 | 0 | 0 | 0 | 0 | 0 | 0 | 0 | 0 | 0 | 0 | 0 | 0 | 0 | 0
|  | 2257 | 4 | 97 | 1 | 95 | 5 | 4 | 14 | 11.1 | 2.1 | 218 | 98688 | 8.212 | 0 | -179.474 | 0.2 | 0 | 0 | 0 | 0 | 0 | 0 | 0 | 0 | 0 | 0 | 0 | 0 | 0 | 0 | 0 | 0 | 0 | 0
|  | 2258 | 4 | 98 | 2 | 95 | 5 | 4 | 14 | 10.48 | 2.13 | 226 | 98737 | 7.697 | 0 | 162.4096 | 0.2 | 0 | 0 | 0 | 0 | 0 | 0 | 0 | 0 | 0 | 0 | 0 | 0 | 0 | 0 | 0 | 0 | 0 | 0
|  | 2259 | 4 | 99 | 3 | 95 | 5 | 4 | 14 | 9.86 | 2.17 | 234 | 98786 | 7.209 | 0 | 145.5706 | 0.2 | 0 | 0 | 0 | 0 | 0 | 0 | 0 | 0 | 0 | 0 | 0 | 0 | 0 | 0 | 0 | 0 | 0 | 0
|  | 2260 | 4 | 100 | 4 | 95 | 5 | 4 | 14 | 9.25 | 2.21 | 242 | 98835 | 6.752 | 0 | 130.6196 | 0.2 | 0 | 0 | 0 | 0 | 0 | 0 | 0 | 0 | 0 | 0 | 0 | 0 | 0 | 0 | 0 | 0 | 0 | 0
|  | 2261 | 4 | 101 | 5 | 95 | 5 | 4 | 14 | 9.27 | 2.15 | 234 | 98868 | 6.775 | 0 | 117.4288 | 0.2 | 0 | 0 | 0 | 0 | 0 | 0 | 0 | 0 | 0 | 0 | 0 | 0 | 0 | 0 | 0 | 0 | 0 | 0
|  | 2262 | 4 | 102 | 6 | 95 | 5 | 4 | 14 | 9.29 | 2.1 | 226 | 98901 | 6.798 | 0 | 105.4925 | 0.2 | 0 | 0 | 0 | 0 | 0 | 0 | 0 | 0 | 0 | 0 | 0 | 0 | 0 | 0 | 0 | 0 | 0 | 0
|  | 2263 | 4 | 103 | 7 | 95 | 5 | 4 | 14 | 9.31 | 2.04 | 217 | 98934 | 6.821 | 4.0927 | 94.1919 | 0.2 | 0 | 0 | 0 | 0 | 0 | 0 | 0 | 0 | 0 | 0 | 0 | 0 | 0 | 0 | 0 | 0 | 0 | 0
|  | 2264 | 4 | 104 | 8 | 95 | 5 | 4 | 14 | 10.24 | 1.87 | 217 | 98980 | 6.661 | 13.9961 | 82.8743 | 0.2 | 16.5691 | 16.5691 | 16.5691 | 16.5691 | 16.5691 | 16.5691 | 16.5691 | 16.5691 | 26.3907 | 26.3907 | 26.3907 | 26.3907 | 26.3907 | 26.3907 | 26.3907 | 26.3907 | 32 | 32
|  | 2265 | 4 | 105 | 9 | 95 | 5 | 4 | 14 | 11.17 | 1.69 | 216 | 99025 | 6.45 | 23.6444 | 70.827 | 0.2 | 29.225 | 29.225 | 29.225 | 29.225 | 29.225 | 29.225 | 29.225 | 29.225 | 46.3456 | 46.3456 | 46.3456 | 46.3456 | 46.3456 | 46.3456 | 46.3456 | 46.3456 | 56 | 56
|  | 2266 | 4 | 106 | 10 | 95 | 5 | 4 | 14 | 12.1 | 1.52 | 215 | 99071 | 6.182 | 32.5566 | 57.2272 | 0.2 | 88.308 | 88.308 | 108.9108 | 88.308 | 101.5717 | 88.308 | 88.308 | 88.308 | 138.4973 | 136.8141 | 162.4445 | 136.8141 | 157.2551 | 136.8141 | 136.8141 | 136.8141 | 179.2342 | 163.59
|  | 2267 | 4 | 107 | 11 | 95 | 5 | 4 | 14 | 12.69 | 1.15 | 218 | 99065 | 5.752 | 40.0707 | 41.1797 | 0.2 | 116.2746 | 116.2746 | 137.8377 | 116.2746 | 140.9236 | 116.2746 | 116.2746 | 116.2746 | 180.6578 | 178.607 | 213.3346 | 178.607 | 215.5167 | 178.607 | 182.8398 | 178.607 | 240.2271 | 212.6779
|  | 2268 | 4 | 108 | 12 | 95 | 5 | 4 | 14 | 13.27 | 0.79 | 221 | 99058 | 5.274 | 45.289 | 22.0996 | 0.2 | 111.5149 | 111.5149 | 118.0416 | 111.5149 | 127.5886 | 111.5149 | 111.5149 | 111.5149 | 173.3796 | 172.3539 | 189.3604 | 172.3539 | 196.1111 | 172.3539 | 180.1303 | 172.3539 | 223 | 205.4759
|  | 2269 | 4 | 109 | 13 | 95 | 5 | 4 | 14 | 13.86 | 0.43 | 224 | 99052 | 4.753 | 47.2536 | 0.63037 | 0.2 | 119.9787 | 119.9787 | 120.2018 | 119.9787 | 140.2566 | 119.9787 | 119.9787 | 119.9787 | 186.0186 | 184.8429 | 200.515 | 184.8429 | 214.6959 | 184.8429 | 200.1995 | 184.8429 | 241.9987 | 220.0581
|  | 2270 | 4 | 110 | 14 | 95 | 5 | 4 | 14 | 13.56 | 0.57 | 256 | 99081 | 4.787 | 45.4976 | -20.9178 | 0.2 | 170.0971 | 170.0971 | 170.0971 | 170.0971 | 319.8042 | 170.0971 | 227.3181 | 170.0971 | 245.2152 | 235.7603 | 310.6128 | 235.7603 | 456.9331 | 235.7603 | 391.5356 | 235.7603 | 429.6378 | 266.5593
|  | 2271 | 4 | 111 | 15 | 95 | 5 | 4 | 14 | 13.27 | 0.71 | 287 | 99111 | 4.82 | 40.4416 | -40.1691 | 0.2 | 141.5597 | 141.5597 | 141.5597 | 141.5597 | 221.5461 | 141.5597 | 209.0797 | 141.5597 | 209.2911 | 202.7646 | 218.1062 | 202.7646 | 322.409 | 202.7646 | 313.5939 | 202.7646 | 321.1553 | 231.939
|  | 2272 | 4 | 112 | 16 | 95 | 5 | 4 | 14 | 12.98 | 0.86 | 318 | 99140 | 4.85 | 33.0328 | -56.3814 | 0.2 | 128.3669 | 128.3669 | 128.3669 | 128.3669 | 205.2017 | 128.3669 | 243.9312 | 128.3669 | 192.6568 | 183.1816 | 183.1816 | 183.1816 | 301.3176 | 183.1816 | 328.7035 | 183.1816 | 299.9046 | 209.6698
|  | 2273 | 4 | 113 | 17 | 95 | 5 | 4 | 14 | 12.42 | 0.77 | 341 | 99143 | 4.934 | 24.1807 | -70.0976 | 0.2 | 116.2219 | 116.2219 | 116.2219 | 116.2219 | 240.9974 | 116.2219 | 460.8645 | 116.2219 | 171.4839 | 143.3388 | 143.3388 | 143.3388 | 347.9431 | 143.3388 | 503.4126 | 143.3388 | 312.8075 | 148.2288
|  | 2274 | 4 | 114 | 18 | 95 | 5 | 4 | 14 | 11.86 | 0.69 | 4 | 99147 | 5.006 | 14.5603 | -82.2104 | 0.2 | 82.1053 | 82.1053 | 82.1053 | 82.1053 | 142.5415 | 82.1053 | 523.8954 | 82.1053 | 140.3976 | 101.2357 | 101.2357 | 101.2357 | 225.8673 | 101.2357 | 495.5253 | 101.2357 | 220.4383 | 104.6188
|  | 2275 | 4 | 115 | 19 | 95 | 5 | 4 | 14 | 11.3 | 0.61 | 28 | 99150 | 5.065 | 4.6604 | -93.5498 | 0.2 | 36.4567 | 26.6288 | 26.6288 | 26.6288 | 26.6288 | 26.6288 | 185.0543 | 26.6288 | 52.6291 | 36.5301 | 36.5301 | 36.5301 | 38.7303 | 36.5301 | 157.7035 | 36.5301 | 52.7696 | 39.8301
|  | 2276 | 4 | 116 | 20 | 95 | 5 | 4 | 14 | 10.78 | 1.06 | 34 | 99199 | 5.24 | 0 | -104.8334 | 0.2 | 0 | 0 | 0 | 0 | 0 | 0 | 0 | 0 | 0 | 0 | 0 | 0 | 0 | 0 | 0 | 0 | 0 | 0
|  | 2277 | 4 | 117 | 21 | 95 | 5 | 4 | 14 | 10.27 | 1.52 | 41 | 99248 | 5.399 | 0 | -116.716 | 0.2 | 0 | 0 | 0 | 0 | 0 | 0 | 0 | 0 | 0 | 0 | 0 | 0 | 0 | 0 | 0 | 0 | 0 | 0
|  | 2278 | 4 | 118 | 22 | 95 | 5 | 4 | 14 | 9.75 | 1.97 | 48 | 99297 | 5.538 | 0 | -129.8194 | 0.2 | 0 | 0 | 0 | 0 | 0 | 0 | 0 | 0 | 0 | 0 | 0 | 0 | 0 | 0 | 0 | 0 | 0 | 0
|  | 2279 | 4 | 119 | 23 | 95 | 5 | 4 | 14 | 9.7 | 1.98 | 47 | 99307 | 5.57 | 0 | -144.6606 | 0.2 | 0 | 0 | 0 | 0 | 0 | 0 | 0 | 0 | 0 | 0 | 0 | 0 | 0 | 0 | 0 | 0 | 0 | 0
|  | 2280 | 4 | 120 | 24 | 95 | 5 | 4 | 14 | 9.66 | 1.99 | 46 | 99317 | 5.605 | 0 | -161.3996 | 0.2 | 0 | 0 | 0 | 0 | 0 | 0 | 0 | 0 | 0 | 0 | 0 | 0 | 0 | 0 | 0 | 0 | 0 | 0
|  | 2281 | 4 | 121 | 1 | 96 | 6 | 5 | 14 | 9.61 | 2 | 45 | 99327 | 5.636 | 0 | -179.57 | 0.2 | 0 | 0 | 0 | 0 | 0 | 0 | 0 | 0 | 0 | 0 | 0 | 0 | 0 | 0 | 0 | 0 | 0 | 0
|  | 2282 | 4 | 122 | 2 | 96 | 6 | 5 | 14 | 9.39 | 2.11 | 43 | 99347 | 5.74 | 0 | 162.4119 | 0.2 | 0 | 0 | 0 | 0 | 0 | 0 | 0 | 0 | 0 | 0 | 0 | 0 | 0 | 0 | 0 | 0 | 0 | 0
|  | 2283 | 4 | 123 | 3 | 96 | 6 | 5 | 14 | 9.16 | 2.21 | 42 | 99366 | 5.834 | 0 | 145.6538 | 0.2 | 0 | 0 | 0 | 0 | 0 | 0 | 0 | 0 | 0 | 0 | 0 | 0 | 0 | 0 | 0 | 0 | 0 | 0
|  | 2284 | 4 | 124 | 4 | 96 | 6 | 5 | 14 | 8.94 | 2.32 | 41 | 99386 | 5.928 | 0 | 130.7567 | 0.2 | 0 | 0 | 0 | 0 | 0 | 0 | 0 | 0 | 0 | 0 | 0 | 0 | 0 | 0 | 0 | 0 | 0 | 0
|  | 2285 | 4 | 125 | 5 | 96 | 6 | 5 | 14 | 9.07 | 2.57 | 39 | 99405 | 6.082 | 0 | 117.5974 | 0.2 | 0 | 0 | 0 | 0 | 0 | 0 | 0 | 0 | 0 | 0 | 0 | 0 | 0 | 0 | 0 | 0 | 0 | 0
|  | 2286 | 4 | 126 | 6 | 96 | 6 | 5 | 14 | 9.2 | 2.83 | 38 | 99425 | 6.239 | 0 | 105.6788 | 0.2 | 0 | 0 | 0 | 0 | 0 | 0 | 0 | 0 | 0 | 0 | 0 | 0 | 0 | 0 | 0 | 0 | 0 | 0
|  | 2287 | 4 | 127 | 7 | 96 | 6 | 5 | 14 | 9.33 | 3.09 | 36 | 99445 | 6.397 | 4.4281 | 94.388 | 0.2 | 0 | 0 | 0 | 0 | 0 | 0 | 0 | 0 | 0 | 0 | 0 | 0 | 0 | 0 | 0 | 0 | 0 | 0
|  | 2288 | 4 | 128 | 8 | 96 | 6 | 5 | 14 | 9.74 | 3.52 | 35 | 99471 | 6.255 | 14.3324 | 83.0745 | 0.2 | 10.3041 | 10.3041 | 10.3041 | 10.3041 | 10.3041 | 10.3041 | 10.3041 | 10.3041 | 16.4576 | 16.4576 | 16.4576 | 16.4576 | 16.4576 | 16.4576 | 16.4576 | 16.4576 | 20 | 20
|  | 2289 | 4 | 129 | 9 | 96 | 6 | 5 | 14 | 10.16 | 3.95 | 35 | 99497 | 6.106 | 23.9885 | 71.0239 | 0.2 | 41.3009 | 41.3009 | 42.005 | 41.3009 | 41.543 | 41.3009 | 41.3009 | 41.3009 | 65.3293 | 65.2662 | 65.9984 | 65.2662 | 65.6717 | 65.2662 | 65.2662 | 65.2662 | 79 | 78.6687
|  | 2290 | 4 | 130 | 10 | 96 | 6 | 5 | 14 | 10.57 | 4.39 | 34 | 99523 | 5.937 | 32.9148 | 57.4056 | 0.2 | 29.3166 | 29.3166 | 29.3166 | 29.3166 | 29.3166 | 29.3166 | 29.3166 | 29.3166 | 46.4104 | 46.4104 | 46.4104 | 46.4104 | 46.4104 | 46.4104 | 46.4104 | 46.4104 | 56 | 56
|  | 2291 | 4 | 131 | 11 | 96 | 6 | 5 | 14 | 11.06 | 4.66 | 37 | 99504 | 5.899 | 40.4464 | 41.3087 | 0.2 | 99.4342 | 99.4342 | 110.125 | 99.4342 | 111.5995 | 99.4342 | 99.4342 | 99.4342 | 155.3663 | 154.2062 | 171.528 | 154.2062 | 172.5706 | 154.2062 | 156.409 | 154.2062 | 198 | 184.1941
|  | 2292 | 4 | 132 | 12 | 96 | 6 | 5 | 14 | 11.54 | 4.93 | 39 | 99484 | 5.846 | 45.6767 | 22.1304 | 0.2 | 120.6767 | 120.6767 | 129.4925 | 120.6767 | 142.3544 | 120.6767 | 120.6767 | 120.6767 | 187.3349 | 185.7203 | 208.8972 | 185.7203 | 217.9919 | 185.7203 | 196.4297 | 185.7203 | 245.0389 | 221.0777
|  | 2293 | 4 | 133 | 13 | 96 | 6 | 5 | 14 | 12.03 | 5.2 | 42 | 99464 | 5.787 | 47.6349 | 0.52142 | 0.2 | 126.2172 | 126.2172 | 126.4259 | 126.2172 | 149.1457 | 126.2172 | 126.2172 | 126.2172 | 195.6382 | 194.0732 | 211.9986 | 194.0732 | 228.0639 | 194.0732 | 211.7035 | 194.0732 | 255.9975 | 230.8559
|  | 2294 | 4 | 134 | 14 | 96 | 6 | 5 | 14 | 12.4 | 4.97 | 40 | 99458 | 5.656 | 45.8492 | -21.1539 | 0.2 | 126.3945 | 126.3945 | 126.3945 | 126.3945 | 150.8289 | 126.3945 | 135.8494 | 126.3945 | 195.9805 | 194.1747 | 206.5726 | 194.1747 | 230.536 | 194.1747 | 219.9439 | 194.1747 | 257.9588 | 230.9705
|  | 2295 | 4 | 135 | 15 | 96 | 6 | 5 | 14 | 12.77 | 4.75 | 38 | 99451 | 5.514 | 40.7525 | -40.4756 | 0.2 | 123.9444 | 123.9444 | 123.9444 | 123.9444 | 150.0416 | 123.9444 | 146.2143 | 123.9444 | 192.6488 | 190.1975 | 195.3551 | 190.1975 | 229.5559 | 190.1975 | 226.8496 | 190.1975 | 255.8723 | 226.3083
|  | 2296 | 4 | 136 | 16 | 96 | 6 | 5 | 14 | 13.14 | 4.52 | 36 | 99445 | 5.363 | 33.3072 | -56.7096 | 0.2 | 92.6037 | 92.6037 | 92.6037 | 92.6037 | 104.4781 | 92.6037 | 110.6874 | 92.6037 | 145.3238 | 143.6691 | 143.6691 | 143.6691 | 162.1168 | 143.6691 | 166.5074 | 143.6691 | 186 | 171.7854
|  | 2297 | 4 | 137 | 17 | 96 | 6 | 5 | 14 | 12.42 | 4.05 | 33 | 99451 | 5.323 | 24.4298 | -70.4243 | 0.2 | 37.7278 | 37.7278 | 37.7278 | 37.7278 | 37.7278 | 37.7278 | 37.7278 | 37.7278 | 59.6952 | 59.6952 | 59.6952 | 59.6952 | 59.6952 | 59.6952 | 59.6952 | 59.6952 | 72 | 72
|  | 2298 | 4 | 138 | 18 | 96 | 6 | 5 | 14 | 11.69 | 3.57 | 31 | 99458 | 5.271 | 14.7963 | -82.5291 | 0.2 | 36.7203 | 36.7203 | 36.7203 | 36.7203 | 37.8528 | 36.7203 | 45.3559 | 36.7203 | 58.6586 | 57.8326 | 57.8326 | 57.8326 | 60.2601 | 57.8326 | 65.5656 | 57.8326 | 72 | 69.6995
|  | 2299 | 4 | 139 | 19 | 96 | 6 | 5 | 14 | 10.97 | 3.09 | 29 | 99464 | 5.214 | 4.8945 | -93.8606 | 0.2 | 31.701 | 23.8826 | 23.8826 | 23.8826 | 23.8826 | 23.8826 | 139.7406 | 23.8826 | 46.7507 | 34.1908 | 34.1908 | 34.1908 | 35.6938 | 34.1908 | 123.1463 | 34.1908 | 48.5904 | 38.6464
|  | 2300 | 4 | 140 | 20 | 96 | 6 | 5 | 14 | 10.41 | 2.75 | 33 | 99504 | 5.263 | 0 | -105.1376 | 0.2 | 0 | 0 | 0 | 0 | 0 | 0 | 0 | 0 | 0 | 0 | 0 | 0 | 0 | 0 | 0 | 0 | 0 | 0
|  | 2301 | 4 | 141 | 21 | 96 | 6 | 5 | 14 | 9.85 | 2.41 | 37 | 99543 | 5.3 | 0 | -117.0124 | 0.2 | 0 | 0 | 0 | 0 | 0 | 0 | 0 | 0 | 0 | 0 | 0 | 0 | 0 | 0 | 0 | 0 | 0 | 0
|  | 2302 | 4 | 142 | 22 | 96 | 6 | 5 | 14 | 9.29 | 2.07 | 40 | 99582 | 5.327 | 0 | -130.1005 | 0.2 | 0 | 0 | 0 | 0 | 0 | 0 | 0 | 0 | 0 | 0 | 0 | 0 | 0 | 0 | 0 | 0 | 0 | 0
|  | 2303 | 4 | 143 | 23 | 96 | 6 | 5 | 14 | 9.11 | 2.34 | 35 | 99573 | 5.46 | 0 | -144.9087 | 0.2 | 0 | 0 | 0 | 0 | 0 | 0 | 0 | 0 | 0 | 0 | 0 | 0 | 0 | 0 | 0 | 0 | 0 | 0
|  | 2304 | 4 | 144 | 24 | 96 | 6 | 5 | 14 | 8.94 | 2.61 | 30 | 99563 | 5.593 | 0 | -161.5859 | 0.2 | 0 | 0 | 0 | 0 | 0 | 0 | 0 | 0 | 0 | 0 | 0 | 0 | 0 | 0 | 0 | 0 | 0 | 0
|  | 2305 | 4 | 145 | 1 | 97 | 7 | 6 | 14 | 8.76 | 2.88 | 24 | 99553 | 5.719 | 0 | -179.664 | 0.2 | 0 | 0 | 0 | 0 | 0 | 0 | 0 | 0 | 0 | 0 | 0 | 0 | 0 | 0 | 0 | 0 | 0 | 0
|  | 2306 | 4 | 146 | 2 | 97 | 7 | 6 | 14 | 8.36 | 2.77 | 24 | 99566 | 5.767 | 0 | 162.4149 | 0.2 | 0 | 0 | 0 | 0 | 0 | 0 | 0 | 0 | 0 | 0 | 0 | 0 | 0 | 0 | 0 | 0 | 0 | 0
|  | 2307 | 4 | 147 | 3 | 97 | 7 | 6 | 14 | 7.95 | 2.66 | 24 | 99579 | 5.804 | 0 | 145.7367 | 0.2 | 0 | 0 | 0 | 0 | 0 | 0 | 0 | 0 | 0 | 0 | 0 | 0 | 0 | 0 | 0 | 0 | 0 | 0
|  | 2308 | 4 | 148 | 4 | 97 | 7 | 6 | 14 | 7.55 | 2.55 | 24 | 99592 | 5.838 | 0 | 130.893 | 0.2 | 0 | 0 | 0 | 0 | 0 | 0 | 0 | 0 | 0 | 0 | 0 | 0 | 0 | 0 | 0 | 0 | 0 | 0
|  | 2309 | 4 | 149 | 5 | 97 | 7 | 6 | 14 | 7.66 | 2.69 | 24 | 99579 | 5.896 | 0 | 117.7652 | 0.2 | 0 | 0 | 0 | 0 | 0 | 0 | 0 | 0 | 0 | 0 | 0 | 0 | 0 | 0 | 0 | 0 | 0 | 0
|  | 2310 | 4 | 150 | 6 | 97 | 7 | 6 | 14 | 7.78 | 2.84 | 23 | 99566 | 5.96 | 0 | 105.8645 | 0.2 | 0 | 0 | 0 | 0 | 0 | 0 | 0 | 0 | 0 | 0 | 0 | 0 | 0 | 0 | 0 | 0 | 0 | 0
|  | 2311 | 4 | 151 | 7 | 97 | 7 | 6 | 14 | 7.89 | 2.98 | 22 | 99553 | 6.02 | 4.7616 | 94.5838 | 0.2 | 0 | 0 | 0 | 0 | 0 | 0 | 0 | 0 | 0 | 0 | 0 | 0 | 0 | 0 | 0 | 0 | 0 | 0
|  | 2312 | 4 | 152 | 8 | 97 | 7 | 6 | 14 | 8.61 | 2.89 | 26 | 99550 | 5.943 | 14.6665 | 83.2748 | 0.2 | 30.9193 | 30.9193 | 45.8269 | 30.9193 | 32.6772 | 30.9193 | 30.9193 | 30.9193 | 48.6085 | 47.0736 | 60.3928 | 47.0736 | 51.0946 | 47.0736 | 47.0736 | 47.0736 | 59.2584 | 55.3297
|  | 2313 | 4 | 153 | 9 | 97 | 7 | 6 | 14 | 9.34 | 2.8 | 29 | 99546 | 5.846 | 24.3302 | 71.2214 | 0.2 | 57.7118 | 57.7118 | 69.3134 | 57.7118 | 61.6565 | 57.7118 | 57.7118 | 57.7118 | 91.5037 | 90.3752 | 102.4965 | 90.3752 | 97.0823 | 90.3752 | 90.3752 | 90.3752 | 114.1289 | 108.5883
|  | 2314 | 4 | 154 | 10 | 97 | 7 | 6 | 14 | 10.06 | 2.72 | 33 | 99543 | 5.718 | 33.2706 | 57.5851 | 0.2 | 114.5017 | 114.5017 | 213.0201 | 114.5017 | 177.0593 | 114.5017 | 114.5017 | 114.5017 | 174.2108 | 164.3003 | 288.1087 | 164.3003 | 262.6806 | 164.3003 | 164.3003 | 164.3003 | 265.215 | 188.6419
|  | 2315 | 4 | 155 | 11 | 97 | 7 | 6 | 14 | 10.93 | 2.78 | 19 | 99471 | 5.639 | 40.8198 | 41.4393 | 0.2 | 143.4865 | 143.4865 | 230.743 | 143.4865 | 242.3228 | 143.4865 | 143.4865 | 143.4865 | 213.3227 | 202.6836 | 344.9101 | 202.6836 | 353.0983 | 202.6836 | 221.5109 | 202.6836 | 344.9014 | 231.0191
|  | 2316 | 4 | 156 | 12 | 97 | 7 | 6 | 14 | 11.8 | 2.84 | 4 | 99399 | 5.528 | 46.0624 | 22.1623 | 0.2 | 152.553 | 152.553 | 191.2856 | 152.553 | 247.6431 | 152.553 | 152.553 | 152.553 | 224.8421 | 216.7345 | 319.469 | 216.7345 | 359.3198 | 216.7345 | 264.6929 | 216.7345 | 353.5734 | 247.0174
|  | 2317 | 4 | 157 | 13 | 97 | 7 | 6 | 14 | 12.67 | 2.9 | 350 | 99327 | 5.382 | 48.0142 | 0.41238 | 0.2 | 179.7903 | 179.7903 | 181.6169 | 179.7903 | 433.5718 | 179.7903 | 179.7903 | 179.7903 | 247.747 | 227.7928 | 428.4892 | 227.7928 | 606.6483 | 227.7928 | 425.9061 | 227.7928 | 526.9813 | 244.9803
|  | 2318 | 4 | 158 | 14 | 97 | 7 | 6 | 14 | 13.01 | 2.5 | 346 | 99291 | 5.367 | 46.1987 | -21.3909 | 0.2 | 178.3918 | 178.3918 | 178.3918 | 178.3918 | 431.6008 | 178.3918 | 277.5768 | 178.3918 | 247.4052 | 225.9398 | 356.3166 | 225.9398 | 605.4968 | 225.9398 | 496.5854 | 225.9398 | 526.803 | 243.2373
|  | 2319 | 4 | 159 | 15 | 97 | 7 | 6 | 14 | 13.35 | 2.11 | 343 | 99255 | 5.348 | 41.0613 | -40.7827 | 0.2 | 160.7153 | 160.7153 | 160.7153 | 160.7153 | 325.023 | 160.7153 | 302.4553 | 160.7153 | 229.531 | 212.0427 | 245.4888 | 212.0427 | 461.8972 | 212.0427 | 445.9394 | 212.0427 | 420.6907 | 231.6508
|  | 2320 | 4 | 160 | 16 | 97 | 7 | 6 | 14 | 13.7 | 1.71 | 340 | 99219 | 5.33 | 33.5798 | -57.0377 | 0.2 | 138.9946 | 138.9946 | 138.9946 | 138.9946 | 262.8368 | 138.9946 | 329.9696 | 138.9946 | 204.9521 | 185.6701 | 185.6701 | 185.6701 | 380.0914 | 185.6701 | 427.5614 | 185.6701 | 355.3187 | 204.2076
|  | 2321 | 4 | 161 | 17 | 97 | 7 | 6 | 14 | 12.87 | 1.66 | 346 | 99183 | 5.531 | 24.6775 | -70.7503 | 0.2 | 113.486 | 113.486 | 113.486 | 113.486 | 204.1388 | 113.486 | 373.0805 | 113.486 | 171.6251 | 146.3902 | 146.3902 | 146.3902 | 299.8276 | 146.3902 | 419.2874 | 146.3902 | 281.9881 | 155.6476
|  | 2322 | 4 | 162 | 18 | 97 | 7 | 6 | 14 | 12.04 | 1.6 | 353 | 99147 | 5.694 | 15.0312 | -82.8465 | 0.2 | 77.6701 | 77.6701 | 77.6701 | 77.6701 | 110.7315 | 77.6701 | 341.099 | 77.6701 | 128.3517 | 101.317 | 101.317 | 101.317 | 175.1076 | 101.317 | 338.002 | 101.317 | 178.9074 | 107.6131
|  | 2323 | 4 | 163 | 19 | 97 | 7 | 6 | 14 | 11.21 | 1.54 | 359 | 99111 | 5.823 | 5.1279 | -94.1697 | 0.2 | 43.6698 | 31.722 | 31.722 | 31.722 | 31.722 | 31.722 | 195.6057 | 31.722 | 60.7653 | 41.8902 | 41.8902 | 41.8902 | 43.8686 | 41.8902 | 168.2002 | 41.8902 | 58.5115 | 43.7659
|  | 2324 | 4 | 164 | 20 | 97 | 7 | 6 | 14 | 10.46 | 1.54 | 5 | 99120 | 5.82 | 0 | -105.4396 | 0.2 | 0 | 0 | 0 | 0 | 0 | 0 | 0 | 0 | 0 | 0 | 0 | 0 | 0 | 0 | 0 | 0 | 0 | 0
|  | 2325 | 4 | 165 | 21 | 97 | 7 | 6 | 14 | 9.72 | 1.54 | 10 | 99130 | 5.805 | 0 | -117.3063 | 0.2 | 0 | 0 | 0 | 0 | 0 | 0 | 0 | 0 | 0 | 0 | 0 | 0 | 0 | 0 | 0 | 0 | 0 | 0
|  | 2326 | 4 | 166 | 22 | 97 | 7 | 6 | 14 | 8.97 | 1.53 | 15 | 99140 | 5.772 | 0 | -130.3786 | 0.2 | 0 | 0 | 0 | 0 | 0 | 0 | 0 | 0 | 0 | 0 | 0 | 0 | 0 | 0 | 0 | 0 | 0 | 0
|  | 2327 | 4 | 167 | 23 | 97 | 7 | 6 | 14 | 8.56 | 1.24 | 333 | 99107 | 5.789 | 0 | -145.1534 | 0.2 | 0 | 0 | 0 | 0 | 0 | 0 | 0 | 0 | 0 | 0 | 0 | 0 | 0 | 0 | 0 | 0 | 0 | 0
|  | 2328 | 4 | 168 | 24 | 97 | 7 | 6 | 14 | 8.15 | 0.95 | 292 | 99075 | 5.8 | 0 | -161.769 | 0.2 | 0 | 0 | 0 | 0 | 0 | 0 | 0 | 0 | 0 | 0 | 0 | 0 | 0 | 0 | 0 | 0 | 0 | 0
|  | 2329 | 4 | 169 | 1 | 98 | 8 | 7 | 14 | 7.74 | 0.66 | 250 | 99042 | 5.806 | 0 | -179.7557 | 0.2 | 0 | 0 | 0 | 0 | 0 | 0 | 0 | 0 | 0 | 0 | 0 | 0 | 0 | 0 | 0 | 0 | 0 | 0
|  | 2330 | 4 | 170 | 2 | 98 | 8 | 7 | 14 | 7.48 | 0.83 | 254 | 99016 | 5.763 | 0 | 162.4186 | 0.2 | 0 | 0 | 0 | 0 | 0 | 0 | 0 | 0 | 0 | 0 | 0 | 0 | 0 | 0 | 0 | 0 | 0 | 0
|  | 2331 | 4 | 171 | 3 | 98 | 8 | 7 | 14 | 7.22 | 0.99 | 258 | 98989 | 5.718 | 0 | 145.8194 | 0.2 | 0 | 0 | 0 | 0 | 0 | 0 | 0 | 0 | 0 | 0 | 0 | 0 | 0 | 0 | 0 | 0 | 0 | 0
|  | 2332 | 4 | 172 | 4 | 98 | 8 | 7 | 14 | 6.97 | 1.16 | 262 | 98963 | 5.678 | 0 | 131.0285 | 0.2 | 0 | 0 | 0 | 0 | 0 | 0 | 0 | 0 | 0 | 0 | 0 | 0 | 0 | 0 | 0 | 0 | 0 | 0
|  | 2333 | 4 | 173 | 5 | 98 | 8 | 7 | 14 | 7.31 | 1.72 | 278 | 98980 | 5.508 | 0 | 117.9323 | 0.2 | 0 | 0 | 0 | 0 | 0 | 0 | 0 | 0 | 0 | 0 | 0 | 0 | 0 | 0 | 0 | 0 | 0 | 0
|  | 2334 | 4 | 174 | 6 | 98 | 8 | 7 | 14 | 7.65 | 2.28 | 295 | 98996 | 5.328 | 0 | 106.0497 | 0.2 | 0 | 0 | 0 | 0 | 0 | 0 | 0 | 0 | 0 | 0 | 0 | 0 | 0 | 0 | 0 | 0 | 0 | 0
|  | 2335 | 4 | 175 | 7 | 98 | 8 | 7 | 14 | 7.99 | 2.84 | 312 | 99012 | 5.135 | 5.0928 | 94.7794 | 0.2 | 0 | 0 | 0 | 0 | 0 | 0 | 0 | 0 | 0 | 0 | 0 | 0 | 0 | 0 | 0 | 0 | 0 | 0
|  | 2336 | 4 | 176 | 8 | 98 | 8 | 7 | 14 | 8.27 | 2.72 | 319 | 99038 | 4.938 | 14.9983 | 83.4753 | 0.2 | 15.5195 | 15.5195 | 15.5195 | 15.5195 | 15.5195 | 15.5195 | 15.5195 | 15.5195 | 24.7313 | 24.7313 | 24.7313 | 24.7313 | 24.7313 | 24.7313 | 24.7313 | 24.7313 | 30 | 30
|  | 2337 | 4 | 177 | 9 | 98 | 8 | 7 | 14 | 8.54 | 2.6 | 326 | 99065 | 4.729 | 24.6695 | 71.4196 | 0.2 | 40.8613 | 40.8613 | 41.1545 | 40.8613 | 40.9599 | 40.8613 | 40.8613 | 40.8613 | 64.6222 | 64.5914 | 64.8992 | 64.5914 | 64.7616 | 64.5914 | 64.5914 | 64.5914 | 78 | 77.8579
|  | 2338 | 4 | 178 | 10 | 98 | 8 | 7 | 14 | 8.82 | 2.48 | 333 | 99091 | 4.514 | 33.624 | 57.766 | 0.2 | 81.9606 | 81.9606 | 95.0812 | 81.9606 | 90.234 | 81.9606 | 81.9606 | 81.9606 | 129.0234 | 127.5798 | 144.1512 | 127.5798 | 140.7237 | 127.5798 | 127.5798 | 127.5798 | 163.0743 | 152.7593
|  | 2339 | 4 | 179 | 11 | 98 | 8 | 7 | 14 | 9.22 | 2.38 | 332 | 99058 | 4.416 | 41.1908 | 41.5716 | 0.2 | 152.3678 | 152.3678 | 297.4263 | 152.3678 | 315.9141 | 152.3678 | 152.3678 | 152.3678 | 218.7744 | 199.1391 | 436.9909 | 199.1391 | 450.0638 | 199.1391 | 231.8473 | 199.1391 | 407.9043 | 216.5895
|  | 2340 | 4 | 180 | 12 | 98 | 8 | 7 | 14 | 9.63 | 2.28 | 331 | 99025 | 4.313 | 46.446 | 22.1955 | 0.2 | 169.187 | 169.187 | 230.9642 | 169.187 | 320.601 | 169.187 | 169.187 | 169.187 | 247.9287 | 233.3712 | 398.6776 | 233.3712 | 462.0604 | 233.3712 | 311.3115 | 233.3712 | 435.5602 | 263.5588
|  | 2341 | 4 | 181 | 13 | 98 | 8 | 7 | 14 | 10.03 | 2.18 | 330 | 98993 | 4.196 | 48.3916 | 0.30337 | 0.2 | 99.082 | 99.082 | 99.1364 | 99.082 | 109.3583 | 99.082 | 99.082 | 99.082 | 154.6144 | 153.6987 | 161.9193 | 153.6987 | 169.1473 | 153.6987 | 161.8424 | 153.6987 | 195 | 183.4288
|  | 2342 | 4 | 182 | 14 | 98 | 8 | 7 | 14 | 10.41 | 2.76 | 335 | 98983 | 4.146 | 46.5462 | -21.6287 | 0.2 | 57.3777 | 57.3777 | 57.3777 | 57.3777 | 58.3061 | 57.3777 | 57.7458 | 57.3777 | 90.1191 | 90.0302 | 90.5153 | 90.0302 | 91.432 | 90.0302 | 91.0359 | 90.0302 | 109 | 107.9459
|  | 2343 | 4 | 183 | 15 | 98 | 8 | 7 | 14 | 10.79 | 3.35 | 340 | 98973 | 4.09 | 41.3682 | -41.0902 | 0.2 | 45.9596 | 45.9596 | 45.9596 | 45.9596 | 45.9596 | 45.9596 | 45.9596 | 45.9596 | 72.3947 | 72.3947 | 72.3947 | 72.3947 | 72.3947 | 72.3947 | 72.3947 | 72.3947 | 87 | 87
|  | 2344 | 4 | 184 | 16 | 98 | 8 | 7 | 14 | 11.18 | 3.93 | 346 | 98963 | 4.031 | 33.8506 | -57.3654 | 0.2 | 47.8884 | 47.8884 | 47.8884 | 47.8884 | 48.0073 | 47.8884 | 48.0742 | 47.8884 | 75.5394 | 75.5188 | 75.5188 | 75.5188 | 75.7076 | 75.5188 | 75.7549 | 75.5188 | 91 | 90.852
|  | 2345 | 4 | 185 | 17 | 98 | 8 | 7 | 14 | 10.34 | 3.54 | 349 | 98976 | 4.053 | 24.9238 | -71.0753 | 0.2 | 99.8332 | 99.8332 | 99.8332 | 99.8332 | 143.0723 | 99.8332 | 225.9469 | 99.8332 | 157.2914 | 144.0591 | 144.0591 | 144.0591 | 218.4407 | 144.0591 | 277.0419 | 144.0591 | 227.7528 | 165.8004
|  | 2346 | 4 | 186 | 18 | 98 | 8 | 7 | 14 | 9.49 | 3.14 | 353 | 98989 | 4.056 | 15.265 | -83.1625 | 0.2 | 79.9255 | 79.9255 | 79.9255 | 79.9255 | 122.3863 | 79.9255 | 434.041 | 79.9255 | 139.9749 | 101.1732 | 101.1732 | 101.1732 | 200.0236 | 101.1732 | 420.3968 | 101.1732 | 203.5087 | 106.174
|  | 2347 | 4 | 187 | 19 | 98 | 8 | 7 | 14 | 8.65 | 2.74 | 357 | 99002 | 4.048 | 5.3604 | -94.4769 | 0.2 | 31.0304 | 23.7602 | 23.7602 | 23.7602 | 23.7602 | 23.7602 | 116.6138 | 23.7602 | 45.4067 | 34.0864 | 34.0864 | 34.0864 | 35.1252 | 34.0864 | 105.9233 | 34.0864 | 47.2219 | 38.4827
|  | 2348 | 4 | 188 | 20 | 98 | 8 | 7 | 14 | 7.9 | 2.72 | 357 | 99058 | 4.053 | 0 | -105.7394 | 0.2 | 0 | 0 | 0 | 0 | 0 | 0 | 0 | 0 | 0 | 0 | 0 | 0 | 0 | 0 | 0 | 0 | 0 | 0
|  | 2349 | 4 | 189 | 21 | 98 | 8 | 7 | 14 | 7.15 | 2.7 | 358 | 99114 | 4.046 | 0 | -117.5973 | 0.2 | 0 | 0 | 0 | 0 | 0 | 0 | 0 | 0 | 0 | 0 | 0 | 0 | 0 | 0 | 0 | 0 | 0 | 0
|  | 2350 | 4 | 190 | 22 | 98 | 8 | 7 | 14 | 6.4 | 2.68 | 359 | 99170 | 4.028 | 0 | -130.6535 | 0.2 | 0 | 0 | 0 | 0 | 0 | 0 | 0 | 0 | 0 | 0 | 0 | 0 | 0 | 0 | 0 | 0 | 0 | 0
|  | 2351 | 4 | 191 | 23 | 98 | 8 | 7 | 14 | 6.01 | 2.58 | 357 | 99202 | 3.996 | 0 | -145.3946 | 0.2 | 0 | 0 | 0 | 0 | 0 | 0 | 0 | 0 | 0 | 0 | 0 | 0 | 0 | 0 | 0 | 0 | 0 | 0
|  | 2352 | 4 | 192 | 24 | 98 | 8 | 7 | 14 | 5.63 | 2.49 | 354 | 99235 | 3.965 | 0 | -161.9489 | 0.2 | 0 | 0 | 0 | 0 | 0 | 0 | 0 | 0 | 0 | 0 | 0 | 0 | 0 | 0 | 0 | 0 | 0 | 0
|  | 2353 | 4 | 193 | 1 | 99 | 9 | 1 | 15 | 5.25 | 2.4 | 352 | 99268 | 3.933 | 0 | -179.8452 | 0.2 | 0 | 0 | 0 | 0 | 0 | 0 | 0 | 0 | 0 | 0 | 0 | 0 | 0 | 0 | 0 | 0 | 0 | 0
|  | 2354 | 4 | 194 | 2 | 99 | 9 | 1 | 15 | 4.5 | 2.55 | 351 | 99327 | 3.764 | 0 | 162.4233 | 0.2 | 0 | 0 | 0 | 0 | 0 | 0 | 0 | 0 | 0 | 0 | 0 | 0 | 0 | 0 | 0 | 0 | 0 | 0
|  | 2355 | 4 | 195 | 3 | 99 | 9 | 1 | 15 | 3.75 | 2.69 | 350 | 99386 | 3.601 | 0 | 145.9019 | 0.2 | 0 | 0 | 0 | 0 | 0 | 0 | 0 | 0 | 0 | 0 | 0 | 0 | 0 | 0 | 0 | 0 | 0 | 0
|  | 2356 | 4 | 196 | 4 | 99 | 9 | 1 | 15 | 3 | 2.84 | 348 | 99445 | 3.444 | 0 | 131.1635 | 0.2 | 0 | 0 | 0 | 0 | 0 | 0 | 0 | 0 | 0 | 0 | 0 | 0 | 0 | 0 | 0 | 0 | 0 | 0
|  | 2357 | 4 | 197 | 5 | 99 | 9 | 1 | 15 | 3 | 2.84 | 354 | 99501 | 3.382 | 0 | 118.0987 | 0.2 | 0 | 0 | 0 | 0 | 0 | 0 | 0 | 0 | 0 | 0 | 0 | 0 | 0 | 0 | 0 | 0 | 0 | 0
|  | 2358 | 4 | 198 | 6 | 99 | 9 | 1 | 15 | 3 | 2.84 | 359 | 99556 | 3.32 | 0 | 106.2343 | 0.2 | 0 | 0 | 0 | 0 | 0 | 0 | 0 | 0 | 0 | 0 | 0 | 0 | 0 | 0 | 0 | 0 | 0 | 0
|  | 2359 | 4 | 199 | 7 | 99 | 9 | 1 | 15 | 3 | 2.84 | 5 | 99612 | 3.258 | 5.4217 | 94.9747 | 0.2 | 0 | 0 | 0 | 0 | 0 | 0 | 0 | 0 | 0 | 0 | 0 | 0 | 0 | 0 | 0 | 0 | 0 | 0
|  | 2360 | 4 | 200 | 8 | 99 | 9 | 1 | 15 | 3.51 | 3.26 | 8 | 99671 | 3.015 | 15.3276 | 83.6761 | 0.2 | 37.4607 | 37.4607 | 68.4454 | 37.4607 | 40.8945 | 37.4607 | 37.4607 | 37.4607 | 60.1034 | 56.4896 | 84.441 | 56.4896 | 64.9596 | 56.4896 | 56.4896 | 56.4896 | 74.7377 | 66.1932
|  | 2361 | 4 | 201 | 9 | 99 | 9 | 1 | 15 | 4.01 | 3.67 | 12 | 99730 | 2.747 | 25.0062 | 71.6186 | 0.2 | 87.1542 | 87.1542 | 232.2097 | 87.1542 | 135.3556 | 87.1542 | 87.1542 | 87.1542 | 135.2964 | 118.965 | 271.9496 | 118.965 | 203.4634 | 118.965 | 118.965 | 118.965 | 202.7709 | 131.4734
|  | 2362 | 4 | 202 | 10 | 99 | 9 | 1 | 15 | 4.52 | 4.08 | 16 | 99789 | 2.46 | 33.9748 | 57.9482 | 0.2 | 115.8215 | 115.8215 | 686.1079 | 115.8215 | 472.8934 | 115.8215 | 115.8215 | 115.8215 | 165.2436 | 97.1202 | 820.9849 | 97.1202 | 670.2195 | 97.1202 | 97.1202 | 97.1202 | 527.5615 | 74.1486
|  | 2363 | 4 | 203 | 11 | 99 | 9 | 1 | 15 | 5.29 | 3.48 | 11 | 99799 | 2.385 | 41.5594 | 41.7057 | 0.2 | 150.8899 | 150.8899 | 280.7638 | 150.8899 | 296.6278 | 150.8899 | 150.8899 | 150.8899 | 218.3727 | 199.0472 | 413.2597 | 199.0472 | 424.4772 | 199.0472 | 229.5902 | 199.0472 | 390.0881 | 217.0199
|  | 2364 | 4 | 204 | 12 | 99 | 9 | 1 | 15 | 6.07 | 2.88 | 6 | 99809 | 2.297 | 46.8273 | 22.2302 | 0.2 | 169.6767 | 169.6767 | 229.9432 | 169.6767 | 317.1327 | 169.6767 | 169.6767 | 169.6767 | 250.1224 | 234.3259 | 397.0044 | 234.3259 | 458.6567 | 234.3259 | 311.7747 | 234.3259 | 434.4821 | 264.6863
|  | 2365 | 4 | 205 | 13 | 99 | 9 | 1 | 15 | 6.84 | 2.28 | 2 | 99818 | 2.188 | 48.7668 | 0.19457 | 0.2 | 177.2662 | 177.2662 | 177.8011 | 177.2662 | 334.7761 | 177.2662 | 177.2662 | 177.2662 | 259.8363 | 244.1362 | 371.5908 | 244.1362 | 482.5888 | 244.1362 | 370.8343 | 244.1362 | 454.9855 | 275.2724
|  | 2366 | 4 | 206 | 14 | 99 | 9 | 1 | 15 | 7.12 | 1.67 | 360 | 99831 | 2.22 | 46.8916 | -21.8671 | 0.2 | 178.2819 | 178.2819 | 178.2819 | 178.2819 | 509.0573 | 178.2819 | 311.0321 | 178.2819 | 240.7711 | 205.4224 | 380.7961 | 205.4224 | 708.5583 | 205.4224 | 568.5333 | 205.4224 | 588.2113 | 207.4452
|  | 2367 | 4 | 207 | 15 | 99 | 9 | 1 | 15 | 7.4 | 1.07 | 358 | 99845 | 2.252 | 41.6729 | -41.3981 | 0.2 | 168.5167 | 168.5167 | 168.5167 | 168.5167 | 428.7317 | 168.5167 | 397.9115 | 168.5167 | 235.431 | 201.0938 | 257.2242 | 201.0938 | 603.4307 | 201.0938 | 581.6375 | 201.0938 | 515.3361 | 206.5609
|  | 2368 | 4 | 208 | 16 | 99 | 9 | 1 | 15 | 7.68 | 0.47 | 357 | 99858 | 2.285 | 34.1196 | -57.6927 | 0.2 | 140.3283 | 140.3283 | 140.3283 | 140.3283 | 430.6222 | 140.3283 | 599.398 | 140.3283 | 202.6594 | 147.7032 | 147.7032 | 147.7032 | 613.197 | 147.7032 | 732.5395 | 147.7032 | 506.9642 | 138.9504
|  | 2369 | 4 | 209 | 17 | 99 | 9 | 1 | 15 | 7.07 | 0.68 | 352 | 99831 | 2.417 | 25.1685 | -71.3992 | 0.2 | 117.3959 | 117.3959 | 117.3959 | 117.3959 | 226.7518 | 117.3959 | 442.3254 | 117.3959 | 184.4565 | 147.8699 | 147.8699 | 147.8699 | 339.109 | 147.8699 | 491.5426 | 147.8699 | 317.082 | 155.9849
|  | 2370 | 4 | 210 | 18 | 99 | 9 | 1 | 15 | 6.45 | 0.88 | 347 | 99805 | 2.533 | 15.4976 | -83.4769 | 0.2 | 80.1841 | 80.1841 | 80.1841 | 80.1841 | 144.7204 | 80.1841 | 644.5859 | 80.1841 | 155.8955 | 90.1482 | 90.1482 | 90.1482 | 247.1637 | 90.1482 | 600.622 | 90.1482 | 244.6866 | 87.1696
|  | 2371 | 4 | 211 | 19 | 99 | 9 | 1 | 15 | 5.84 | 1.09 | 342 | 99779 | 2.636 | 5.5921 | -94.7822 | 0.2 | 46.799 | 32.9789 | 32.9789 | 32.9789 | 32.9789 | 32.9789 | 198.1744 | 32.9789 | 66.0732 | 44.8239 | 44.8239 | 44.8239 | 46.5287 | 44.8239 | 173.1118 | 44.8239 | 64.5905 | 48.3594
|  | 2372 | 4 | 212 | 20 | 99 | 9 | 1 | 15 | 4.53 | 1.35 | 291 | 99809 | 2.638 | 0 | -106.0368 | 0.2 | 0 | 0 | 0 | 0 | 0 | 0 | 0 | 0 | 0 | 0 | 0 | 0 | 0 | 0 | 0 | 0 | 0 | 0
|  | 2373 | 4 | 213 | 21 | 99 | 9 | 1 | 15 | 3.23 | 1.61 | 240 | 99838 | 2.62 | 0 | -117.8856 | 0.2 | 0 | 0 | 0 | 0 | 0 | 0 | 0 | 0 | 0 | 0 | 0 | 0 | 0 | 0 | 0 | 0 | 0 | 0
|  | 2374 | 4 | 214 | 22 | 99 | 9 | 1 | 15 | 1.92 | 1.88 | 190 | 99868 | 2.579 | 0 | -130.9251 | 0.2 | 0 | 0 | 0 | 0 | 0 | 0 | 0 | 0 | 0 | 0 | 0 | 0 | 0 | 0 | 0 | 0 | 0 | 0
|  | 2375 | 4 | 215 | 23 | 99 | 9 | 1 | 15 | 1.85 | 2.23 | 189 | 99828 | 2.476 | 0 | -145.6322 | 0.2 | 0 | 0 | 0 | 0 | 0 | 0 | 0 | 0 | 0 | 0 | 0 | 0 | 0 | 0 | 0 | 0 | 0 | 0
|  | 2376 | 4 | 216 | 24 | 99 | 9 | 1 | 15 | 1.78 | 2.57 | 189 | 99789 | 2.375 | 0 | -162.1255 | 0.2 | 0 | 0 | 0 | 0 | 0 | 0 | 0 | 0 | 0 | 0 | 0 | 0 | 0 | 0 | 0 | 0 | 0 | 0
|  | 2377 | 4 | 217 | 1 | 100 | 10 | 2 | 15 | 1.71 | 2.92 | 189 | 99750 | 2.273 | 0 | -179.9323 | 0.2 | 0 | 0 | 0 | 0 | 0 | 0 | 0 | 0 | 0 | 0 | 0 | 0 | 0 | 0 | 0 | 0 | 0 | 0
|  | 2378 | 4 | 218 | 2 | 100 | 10 | 2 | 15 | 1.88 | 3.31 | 191 | 99697 | 2.351 | 0 | 162.429 | 0.2 | 0 | 0 | 0 | 0 | 0 | 0 | 0 | 0 | 0 | 0 | 0 | 0 | 0 | 0 | 0 | 0 | 0 | 0
|  | 2379 | 4 | 219 | 3 | 100 | 10 | 2 | 15 | 2.05 | 3.7 | 193 | 99645 | 2.429 | 0 | 145.9843 | 0.2 | 0 | 0 | 0 | 0 | 0 | 0 | 0 | 0 | 0 | 0 | 0 | 0 | 0 | 0 | 0 | 0 | 0 | 0
|  | 2380 | 4 | 220 | 4 | 100 | 10 | 2 | 15 | 2.22 | 4.08 | 195 | 99592 | 2.51 | 0 | 131.2978 | 0.2 | 0 | 0 | 0 | 0 | 0 | 0 | 0 | 0 | 0 | 0 | 0 | 0 | 0 | 0 | 0 | 0 | 0 | 0
|  | 2381 | 4 | 221 | 5 | 100 | 10 | 2 | 15 | 3.02 | 4.35 | 197 | 99543 | 2.63 | 0 | 118.2644 | 0.2 | 0 | 0 | 0 | 0 | 0 | 0 | 0 | 0 | 0 | 0 | 0 | 0 | 0 | 0 | 0 | 0 | 0 | 0
|  | 2382 | 4 | 222 | 6 | 100 | 10 | 2 | 15 | 3.83 | 4.62 | 199 | 99494 | 2.758 | 0 | 106.4184 | 0.2 | 0 | 0 | 0 | 0 | 0 | 0 | 0 | 0 | 0 | 0 | 0 | 0 | 0 | 0 | 0 | 0 | 0 | 0
|  | 2383 | 4 | 223 | 7 | 100 | 10 | 2 | 15 | 4.63 | 4.88 | 201 | 99445 | 2.887 | 5.7481 | 95.1699 | 0.2 | 1.0172 | 1.0172 | 1.0172 | 1.0172 | 1.0172 | 1.0172 | 1.0172 | 1.0172 | 1.6365 | 1.6365 | 1.6365 | 1.6365 | 1.6365 | 1.6365 | 1.6365 | 1.6365 | 2 | 2
|  | 2384 | 4 | 224 | 8 | 100 | 10 | 2 | 15 | 5.2 | 5.06 | 204 | 99415 | 3.229 | 15.6544 | 83.877 | 0.2 | 13.4301 | 13.4301 | 13.4301 | 13.4301 | 13.4301 | 13.4301 | 13.4301 | 13.4301 | 21.4196 | 21.4196 | 21.4196 | 21.4196 | 21.4196 | 21.4196 | 21.4196 | 21.4196 | 26 | 26
|  | 2385 | 4 | 225 | 9 | 100 | 10 | 2 | 15 | 5.77 | 5.24 | 207 | 99386 | 3.594 | 25.3403 | 71.8183 | 0.2 | 46.7921 | 46.7921 | 49.0913 | 46.7921 | 47.5472 | 46.7921 | 46.7921 | 46.7921 | 74.0625 | 73.7861 | 76.2222 | 73.7861 | 75.1304 | 73.7861 | 73.7861 | 73.7861 | 90 | 88.854
|  | 2386 | 4 | 226 | 10 | 100 | 10 | 2 | 15 | 6.34 | 5.42 | 209 | 99356 | 3.983 | 34.3229 | 58.1318 | 0.2 | 66.0195 | 66.0195 | 70.7432 | 66.0195 | 68.9561 | 66.0195 | 66.0195 | 66.0195 | 104.0909 | 103.4822 | 109.5075 | 103.4822 | 108.2439 | 103.4822 | 103.4822 | 103.4822 | 128 | 124.2025
|  | 2387 | 4 | 227 | 11 | 100 | 10 | 2 | 15 | 6.76 | 5.34 | 213 | 99317 | 4.283 | 41.9255 | 41.8417 | 0.2 | 121.4541 | 121.4541 | 143.381 | 121.4541 | 145.9421 | 121.4541 | 121.4541 | 121.4541 | 189.8823 | 186.3248 | 222.7026 | 186.3248 | 224.5136 | 186.3248 | 191.6933 | 186.3248 | 251.2184 | 221.6992
|  | 2388 | 4 | 228 | 12 | 100 | 10 | 2 | 15 | 7.18 | 5.26 | 216 | 99278 | 4.597 | 47.2064 | 22.2665 | 0.2 | 133.7854 | 133.7854 | 145.2905 | 133.7854 | 161.8844 | 133.7854 | 133.7854 | 133.7854 | 208.1284 | 204.8067 | 236.1326 | 204.8067 | 247.8663 | 204.8067 | 219.862 | 204.8067 | 276.08 | 243.2835
|  | 2389 | 4 | 229 | 13 | 100 | 10 | 2 | 15 | 7.6 | 5.17 | 219 | 99238 | 4.925 | 49.1399 | 0.086112 | 0.2 | 152.1859 | 152.1859 | 152.2503 | 152.1859 | 195.0281 | 152.1859 | 152.1859 | 152.1859 | 235.6954 | 230.9678 | 266.035 | 230.9678 | 296.2835 | 230.9678 | 265.9439 | 230.9678 | 322.9984 | 273.4703
|  | 2390 | 4 | 230 | 14 | 100 | 10 | 2 | 15 | 8.51 | 5.47 | 222 | 99147 | 5.188 | 47.2348 | -22.106 | 0.2 | 145.9375 | 145.9375 | 145.9375 | 145.9375 | 183.1776 | 145.9375 | 161.0637 | 145.9375 | 226.5828 | 222.1851 | 242.2197 | 222.1851 | 279.2482 | 222.1851 | 263.6113 | 222.1851 | 306.8642 | 263.4049
|  | 2391 | 4 | 231 | 15 | 100 | 10 | 2 | 15 | 9.42 | 5.76 | 224 | 99055 | 5.464 | 41.9756 | -41.706 | 0.2 | 151.0637 | 151.0637 | 151.0637 | 151.0637 | 241.9119 | 151.0637 | 232.0237 | 151.0637 | 227.461 | 214.2904 | 234.453 | 214.2904 | 355.9398 | 214.2904 | 348.9478 | 214.2904 | 353.7221 | 244.2478
|  | 2392 | 4 | 232 | 16 | 100 | 10 | 2 | 15 | 10.33 | 6.06 | 227 | 98963 | 5.75 | 34.3868 | -58.0193 | 0.2 | 74.0842 | 74.0842 | 74.0842 | 74.0842 | 78.8601 | 74.0842 | 81.733 | 74.0842 | 116.7804 | 115.7937 | 115.7937 | 115.7937 | 123.5346 | 115.7937 | 125.566 | 115.7937 | 145 | 138.8287
|  | 2393 | 4 | 233 | 17 | 100 | 10 | 2 | 15 | 10.14 | 5.47 | 221 | 98911 | 5.683 | 25.4117 | -71.7218 | 0.2 | 63.3385 | 63.3385 | 63.3385 | 63.3385 | 67.2791 | 63.3385 | 75.269 | 63.3385 | 100.5593 | 99.1249 | 99.1249 | 99.1249 | 106.1321 | 99.1249 | 111.7818 | 99.1249 | 125 | 119.0308
|  | 2394 | 4 | 234 | 18 | 100 | 10 | 2 | 15 | 9.95 | 4.89 | 214 | 98858 | 5.617 | 15.7291 | -83.7895 | 0.2 | 26.5923 | 26.5923 | 26.5923 | 26.5923 | 26.5923 | 26.5923 | 26.5923 | 26.5923 | 42.1911 | 42.1911 | 42.1911 | 42.1911 | 42.1911 | 42.1911 | 42.1911 | 42.1911 | 51 | 51
|  | 2395 | 4 | 235 | 19 | 100 | 10 | 2 | 15 | 9.76 | 4.3 | 208 | 98806 | 5.552 | 5.823 | -95.0853 | 0.2 | 27.6039 | 22.642 | 22.642 | 22.642 | 22.642 | 22.642 | 78.4016 | 22.642 | 41.6267 | 34.0813 | 34.0813 | 34.0813 | 34.6094 | 34.0813 | 77.5461 | 34.0813 | 45.6311 | 39.9221
|  | 2396 | 4 | 236 | 20 | 100 | 10 | 2 | 15 | 9.69 | 4.09 | 207 | 98780 | 5.445 | 0 | -106.3317 | 0.2 | 0 | 0 | 0 | 0 | 0 | 0 | 0 | 0 | 0 | 0 | 0 | 0 | 0 | 0 | 0 | 0 | 0 | 0
|  | 2397 | 4 | 237 | 21 | 100 | 10 | 2 | 15 | 9.61 | 3.87 | 205 | 98753 | 5.334 | 0 | -118.1708 | 0.2 | 0 | 0 | 0 | 0 | 0 | 0 | 0 | 0 | 0 | 0 | 0 | 0 | 0 | 0 | 0 | 0 | 0 | 0
|  | 2398 | 4 | 238 | 22 | 100 | 10 | 2 | 15 | 9.54 | 3.66 | 203 | 98727 | 5.229 | 0 | -131.1933 | 0.2 | 0 | 0 | 0 | 0 | 0 | 0 | 0 | 0 | 0 | 0 | 0 | 0 | 0 | 0 | 0 | 0 | 0 | 0
|  | 2399 | 4 | 239 | 23 | 100 | 10 | 2 | 15 | 10.05 | 3.63 | 199 | 98662 | 5.282 | 0 | -145.8662 | 0.2 | 0 | 0 | 0 | 0 | 0 | 0 | 0 | 0 | 0 | 0 | 0 | 0 | 0 | 0 | 0 | 0 | 0 | 0
|  | 2400 | 4 | 240 | 24 | 100 | 10 | 2 | 15 | 10.56 | 3.61 | 195 | 98596 | 5.332 | 0 | -162.2987 | 0.2 | 0 | 0 | 0 | 0 | 0 | 0 | 0 | 0 | 0 | 0 | 0 | 0 | 0 | 0 | 0 | 0 | 0 | 0
|  | 2401 | 4 | 241 | 1 | 101 | 11 | 3 | 15 | 11.07 | 3.59 | 191 | 98531 | 5.378 | 0 | 179.983 | 0.2 | 0 | 0 | 0 | 0 | 0 | 0 | 0 | 0 | 0 | 0 | 0 | 0 | 0 | 0 | 0 | 0 | 0 | 0
|  | 2402 | 4 | 242 | 2 | 101 | 11 | 3 | 15 | 11.08 | 3.83 | 191 | 98475 | 5.315 | 0 | 162.4357 | 0.2 | 0 | 0 | 0 | 0 | 0 | 0 | 0 | 0 | 0 | 0 | 0 | 0 | 0 | 0 | 0 | 0 | 0 | 0
|  | 2403 | 4 | 243 | 3 | 101 | 11 | 3 | 15 | 11.09 | 4.08 | 192 | 98419 | 5.252 | 0 | 146.0667 | 0.2 | 0 | 0 | 0 | 0 | 0 | 0 | 0 | 0 | 0 | 0 | 0 | 0 | 0 | 0 | 0 | 0 | 0 | 0
|  | 2404 | 4 | 244 | 4 | 101 | 11 | 3 | 15 | 11.1 | 4.33 | 192 | 98363 | 5.189 | 0 | 131.4317 | 0.2 | 0 | 0 | 0 | 0 | 0 | 0 | 0 | 0 | 0 | 0 | 0 | 0 | 0 | 0 | 0 | 0 | 0 | 0
|  | 2405 | 4 | 245 | 5 | 101 | 11 | 3 | 15 | 11.19 | 4.26 | 193 | 98350 | 5.166 | 0 | 118.4295 | 0.2 | 0 | 0 | 0 | 0 | 0 | 0 | 0 | 0 | 0 | 0 | 0 | 0 | 0 | 0 | 0 | 0 | 0 | 0
|  | 2406 | 4 | 246 | 6 | 101 | 11 | 3 | 15 | 11.28 | 4.19 | 195 | 98337 | 5.143 | 0 | 106.6021 | 0.2 | 0 | 0 | 0 | 0 | 0 | 0 | 0 | 0 | 0 | 0 | 0 | 0 | 0 | 0 | 0 | 0 | 0 | 0
|  | 2407 | 4 | 247 | 7 | 101 | 11 | 3 | 15 | 11.37 | 4.12 | 196 | 98324 | 5.12 | 6.0718 | 95.3648 | 0.2 | 1.0174 | 1.0174 | 1.0174 | 1.0174 | 1.0174 | 1.0174 | 1.0174 | 1.0174 | 1.6366 | 1.6366 | 1.6366 | 1.6366 | 1.6366 | 1.6366 | 1.6366 | 1.6366 | 2 | 2
|  | 2408 | 4 | 248 | 8 | 101 | 11 | 3 | 15 | 12.89 | 4.39 | 198 | 98308 | 5.365 | 15.9784 | 84.0782 | 0.2 | 55.778 | 55.778 | 271.7145 | 55.778 | 78.1759 | 55.778 | 55.778 | 55.778 | 94.8534 | 66.7356 | 263.3812 | 66.7356 | 126.5287 | 66.7356 | 66.7356 | 66.7356 | 127.2972 | 65.1349
|  | 2409 | 4 | 249 | 9 | 101 | 11 | 3 | 15 | 14.42 | 4.65 | 199 | 98291 | 5.603 | 25.6715 | 72.0187 | 0.2 | 72.704 | 72.704 | 120.0237 | 72.704 | 88.062 | 72.704 | 72.704 | 72.704 | 114.1101 | 108.0612 | 158.43 | 108.0612 | 135.8297 | 108.0612 | 108.0612 | 108.0612 | 149.6101 | 125.6976
|  | 2410 | 4 | 250 | 10 | 101 | 11 | 3 | 15 | 15.94 | 4.91 | 200 | 98275 | 5.82 | 34.6682 | 58.3168 | 0.2 | 109.5612 | 109.5612 | 723.1731 | 109.5612 | 488.2871 | 109.5612 | 109.5612 | 109.5612 | 170.3184 | 85.48 | 872.0072 | 85.48 | 705.9177 | 85.48 | 85.48 | 85.48 | 561.2152 | 62.5097
|  | 2411 | 4 | 251 | 11 | 101 | 11 | 3 | 15 | 16.71 | 4.76 | 203 | 98216 | 5.766 | 42.2887 | 41.9796 | 0.2 | 122.01 | 122.01 | 587.1772 | 122.01 | 639.0001 | 122.01 | 122.01 | 122.01 | 169.9632 | 88.2382 | 864.4533 | 88.2382 | 901.0975 | 88.2382 | 206.6075 | 88.2382 | 693.9866 | 61.4199
|  | 2412 | 4 | 252 | 12 | 101 | 11 | 3 | 15 | 17.47 | 4.61 | 206 | 98157 | 5.688 | 47.5829 | 22.3045 | 0.2 | 132.394 | 132.394 | 379.7762 | 132.394 | 735.4396 | 132.394 | 132.394 | 132.394 | 167.2654 | 89.233 | 768.6087 | 89.233 | 1020.1007 | 89.233 | 418.7574 | 89.233 | 768.279 | 54.8789
|  | 2413 | 4 | 253 | 13 | 101 | 11 | 3 | 15 | 18.24 | 4.46 | 209 | 98098 | 5.587 | 49.5107 | -0.021834 | 0.2 | 176.2495 | 176.2495 | 176.2495 | 176.2495 | 586.0146 | 176.2495 | 176.4057 | 176.2495 | 239.6488 | 190.017 | 529.286 | 190.017 | 819.144 | 190.017 | 529.5068 | 190.017 | 665.8994 | 185.9444
|  | 2414 | 4 | 254 | 14 | 101 | 11 | 3 | 15 | 17.95 | 4.54 | 215 | 98082 | 5.729 | 47.5757 | -22.3451 | 0.2 | 155.2922 | 155.2922 | 155.2922 | 155.2922 | 202.3574 | 155.2922 | 174.6384 | 155.2922 | 241.1061 | 235.0144 | 260.7064 | 235.0144 | 307.6665 | 235.0144 | 288.0661 | 235.0144 | 333.7408 | 278.0606
|  | 2415 | 4 | 255 | 15 | 101 | 11 | 3 | 15 | 17.66 | 4.63 | 222 | 98065 | 5.863 | 42.2761 | -42.0139 | 0.2 | 87.6916 | 87.6916 | 87.6916 | 87.6916 | 94.8187 | 87.6916 | 94.112 | 87.6916 | 137.6494 | 136.5222 | 138.1491 | 136.5222 | 147.7287 | 136.5222 | 147.229 | 136.5222 | 172 | 163.2787
|  | 2416 | 4 | 256 | 16 | 101 | 11 | 3 | 15 | 17.37 | 4.72 | 228 | 98049 | 5.99 | 34.652 | -58.3452 | 0.2 | 52.4037 | 52.4037 | 52.4037 | 52.4037 | 53.0119 | 52.4037 | 53.3902 | 52.4037 | 82.6487 | 82.5123 | 82.5123 | 82.5123 | 83.5088 | 82.5123 | 83.7763 | 82.5123 | 100 | 99.199
|  | 2417 | 4 | 257 | 17 | 101 | 11 | 3 | 15 | 15.52 | 4.37 | 220 | 98049 | 6.43 | 25.6535 | -72.043 | 0.2 | 99.8792 | 99.8792 | 99.8792 | 99.8792 | 136.8149 | 99.8792 | 213.8466 | 99.8792 | 159.2515 | 144.6837 | 144.6837 | 144.6837 | 211.4864 | 144.6837 | 265.9561 | 144.6837 | 224.2304 | 166.6927
|  | 2418 | 4 | 258 | 18 | 101 | 11 | 3 | 15 | 13.68 | 4.02 | 213 | 98049 | 6.692 | 15.9595 | -84.1003 | 0.2 | 52.7507 | 52.7507 | 52.7507 | 52.7507 | 56.1192 | 52.7507 | 85.3486 | 52.7507 | 86.3082 | 82.0631 | 82.0631 | 82.0631 | 91.072 | 82.0631 | 111.7403 | 82.0631 | 107.8304 | 98.4584
|  | 2419 | 4 | 259 | 19 | 101 | 11 | 3 | 15 | 11.83 | 3.67 | 206 | 98049 | 6.796 | 6.053 | -95.3861 | 0.2 | 20.0122 | 18.6573 | 18.6573 | 18.6573 | 18.6573 | 18.6573 | 33.028 | 18.6573 | 31.4352 | 29.3948 | 29.3948 | 29.3948 | 29.519 | 29.3948 | 40.6388 | 29.3948 | 37 | 35.4694
|  | 2420 | 4 | 260 | 20 | 101 | 11 | 3 | 15 | 10.92 | 4.06 | 197 | 98033 | 6.842 | 0 | -106.6239 | 0.2 | 0 | 0 | 0 | 0 | 0 | 0 | 0 | 0 | 0 | 0 | 0 | 0 | 0 | 0 | 0 | 0 | 0 | 0
|  | 2421 | 4 | 261 | 21 | 101 | 11 | 3 | 15 | 10.02 | 4.44 | 189 | 98016 | 6.862 | 0 | -118.4531 | 0.2 | 0 | 0 | 0 | 0 | 0 | 0 | 0 | 0 | 0 | 0 | 0 | 0 | 0 | 0 | 0 | 0 | 0 | 0
|  | 2422 | 4 | 262 | 22 | 101 | 11 | 3 | 15 | 9.11 | 4.83 | 180 | 98000 | 6.848 | 0 | -131.458 | 0.2 | 0 | 0 | 0 | 0 | 0 | 0 | 0 | 0 | 0 | 0 | 0 | 0 | 0 | 0 | 0 | 0 | 0 | 0
|  | 2423 | 4 | 263 | 23 | 101 | 11 | 3 | 15 | 9.02 | 4.3 | 185 | 97987 | 6.846 | 0 | -146.0964 | 0.2 | 0 | 0 | 0 | 0 | 0 | 0 | 0 | 0 | 0 | 0 | 0 | 0 | 0 | 0 | 0 | 0 | 0 | 0
|  | 2424 | 4 | 264 | 24 | 101 | 11 | 3 | 15 | 8.94 | 3.77 | 190 | 97974 | 6.848 | 0 | -162.4684 | 0.2 | 0 | 0 | 0 | 0 | 0 | 0 | 0 | 0 | 0 | 0 | 0 | 0 | 0 | 0 | 0 | 0 | 0 | 0
|  | 2425 | 4 | 265 | 1 | 102 | 12 | 4 | 15 | 8.86 | 3.24 | 195 | 97960 | 6.85 | 0 | 179.9008 | 0.2 | 0 | 0 | 0 | 0 | 0 | 0 | 0 | 0 | 0 | 0 | 0 | 0 | 0 | 0 | 0 | 0 | 0 | 0
|  | 2426 | 4 | 266 | 2 | 102 | 12 | 4 | 15 | 8.26 | 2.92 | 215 | 98046 | 6.63 | 0 | 162.4436 | 0.2 | 0 | 0 | 0 | 0 | 0 | 0 | 0 | 0 | 0 | 0 | 0 | 0 | 0 | 0 | 0 | 0 | 0 | 0
|  | 2427 | 4 | 267 | 3 | 102 | 12 | 4 | 15 | 7.65 | 2.6 | 234 | 98131 | 6.411 | 0 | 146.1492 | 0.2 | 0 | 0 | 0 | 0 | 0 | 0 | 0 | 0 | 0 | 0 | 0 | 0 | 0 | 0 | 0 | 0 | 0 | 0
|  | 2428 | 4 | 268 | 4 | 102 | 12 | 4 | 15 | 7.05 | 2.28 | 254 | 98216 | 6.202 | 0 | 131.5651 | 0.2 | 0 | 0 | 0 | 0 | 0 | 0 | 0 | 0 | 0 | 0 | 0 | 0 | 0 | 0 | 0 | 0 | 0 | 0
|  | 2429 | 4 | 269 | 5 | 102 | 12 | 4 | 15 | 6.95 | 2.25 | 254 | 98262 | 6.171 | 0 | 118.5941 | 0.2 | 0 | 0 | 0 | 0 | 0 | 0 | 0 | 0 | 0 | 0 | 0 | 0 | 0 | 0 | 0 | 0 | 0 | 0
|  | 2430 | 4 | 270 | 6 | 102 | 12 | 4 | 15 | 6.85 | 2.23 | 253 | 98308 | 6.139 | 0 | 106.7854 | 0.2 | 0 | 0 | 0 | 0 | 0 | 0 | 0 | 0 | 0 | 0 | 0 | 0 | 0 | 0 | 0 | 0 | 0 | 0
|  | 2431 | 4 | 271 | 7 | 102 | 12 | 4 | 15 | 6.75 | 2.21 | 252 | 98354 | 6.107 | 6.3929 | 95.5597 | 0.2 | 8.2397 | 8.2397 | 8.2397 | 8.2397 | 8.2397 | 8.2397 | 8.2397 | 8.2397 | 13.1636 | 13.1636 | 13.1636 | 13.1636 | 13.1636 | 13.1636 | 13.1636 | 13.1636 | 16 | 16
|  | 2432 | 4 | 272 | 8 | 102 | 12 | 4 | 15 | 7.17 | 2.46 | 253 | 98413 | 6.218 | 16.2995 | 84.2796 | 0.2 | 42.4023 | 42.4023 | 81.3109 | 42.4023 | 46.2999 | 42.4023 | 42.4023 | 42.4023 | 68.9923 | 63.663 | 99.2608 | 63.663 | 74.5043 | 63.663 | 63.663 | 63.663 | 85.9115 | 74.4773
|  | 2433 | 4 | 273 | 9 | 102 | 12 | 4 | 15 | 7.59 | 2.71 | 254 | 98472 | 6.329 | 25.9998 | 72.22 | 0.2 | 48.3103 | 48.3103 | 50.9169 | 48.3103 | 49.1462 | 48.3103 | 48.3103 | 48.3103 | 76.4938 | 76.1408 | 78.928 | 76.1408 | 77.6759 | 76.1408 | 76.1408 | 76.1408 | 93 | 91.6649
|  | 2434 | 4 | 274 | 10 | 102 | 12 | 4 | 15 | 8.01 | 2.97 | 255 | 98531 | 6.44 | 35.0104 | 58.5033 | 0.2 | 101.0117 | 101.0117 | 128.6159 | 101.0117 | 117.9254 | 101.0117 | 101.0117 | 101.0117 | 159.7143 | 155.6389 | 191.1932 | 155.6389 | 183.6339 | 155.6389 | 155.6389 | 155.6389 | 208.3643 | 185.6871
|  | 2435 | 4 | 275 | 11 | 102 | 12 | 4 | 15 | 8.65 | 3.06 | 253 | 98514 | 6.456 | 42.6492 | 42.1196 | 0.2 | 135.7438 | 135.7438 | 170.0293 | 135.7438 | 173.6622 | 135.7438 | 135.7438 | 135.7438 | 212.6439 | 206.1595 | 263.6998 | 206.1595 | 266.2687 | 206.1595 | 215.2128 | 206.1595 | 291.5935 | 244.5047
|  | 2436 | 4 | 276 | 12 | 102 | 12 | 4 | 15 | 9.29 | 3.16 | 252 | 98498 | 6.459 | 47.9569 | 22.3443 | 0.2 | 154.1125 | 154.1125 | 173.924 | 154.1125 | 202.3117 | 154.1125 | 154.1125 | 154.1125 | 239.712 | 232.9312 | 287.8028 | 232.9312 | 307.8759 | 232.9312 | 259.7851 | 232.9312 | 333.3158 | 275.5272
|  | 2437 | 4 | 277 | 13 | 102 | 12 | 4 | 15 | 9.93 | 3.26 | 251 | 98481 | 6.449 | 49.8792 | -0.12911 | 0.2 | 169.5886 | 169.5886 | 169.5886 | 169.5886 | 235.7559 | 169.5886 | 169.7377 | 169.5886 | 262.7313 | 253.9977 | 309.4132 | 253.9977 | 356.306 | 253.9977 | 309.6241 | 253.9977 | 377.9935 | 299.475
|  | 2438 | 4 | 278 | 14 | 102 | 12 | 4 | 15 | 10.25 | 2.94 | 252 | 98501 | 6.101 | 47.9143 | -22.5844 | 0.2 | 182.3939 | 182.3939 | 182.3939 | 182.3939 | 424.8636 | 182.3939 | 283.247 | 182.3939 | 264.858 | 230.6973 | 364.996 | 230.6973 | 607.7619 | 230.6973 | 507.6238 | 230.6973 | 538.8724 | 248.0923
|  | 2439 | 4 | 279 | 15 | 102 | 12 | 4 | 15 | 10.57 | 2.63 | 252 | 98521 | 5.736 | 42.5744 | -42.3216 | 0.2 | 153.5803 | 153.5803 | 153.5803 | 153.5803 | 245.3642 | 153.5803 | 237.1603 | 153.5803 | 233.1641 | 217.4216 | 238.9651 | 217.4216 | 362.9662 | 217.4216 | 357.1652 | 217.4216 | 361.6556 | 247.6085
|  | 2440 | 4 | 280 | 16 | 102 | 12 | 4 | 15 | 10.9 | 2.32 | 253 | 98540 | 5.356 | 34.9155 | -58.67 | 0.2 | 125.2567 | 125.2567 | 125.2567 | 125.2567 | 179.2289 | 125.2567 | 213.9207 | 125.2567 | 193.7826 | 180.7147 | 180.7147 | 180.7147 | 270.1108 | 180.7147 | 294.6416 | 180.7147 | 279.9331 | 207.48
|  | 2441 | 4 | 281 | 17 | 102 | 12 | 4 | 15 | 10.17 | 2.18 | 242 | 98527 | 5.223 | 25.8938 | -72.3626 | 0.2 | 84.0089 | 84.0089 | 84.0089 | 84.0089 | 94.9183 | 84.0089 | 118.3221 | 84.0089 | 134.5491 | 129.904 | 129.904 | 129.904 | 149.9774 | 129.904 | 166.5263 | 129.904 | 172.7949 | 155.3163
|  | 2442 | 4 | 282 | 18 | 102 | 12 | 4 | 15 | 9.44 | 2.05 | 231 | 98514 | 5.087 | 16.1888 | -84.409 | 0.2 | 86.5424 | 86.5424 | 86.5424 | 86.5424 | 133.0274 | 86.5424 | 561.4011 | 86.5424 | 167.8573 | 102.7807 | 102.7807 | 102.7807 | 233.597 | 102.7807 | 536.503 | 102.7807 | 241.7134 | 103.1962
|  | 2443 | 4 | 283 | 19 | 102 | 12 | 4 | 15 | 8.71 | 1.92 | 220 | 98501 | 4.952 | 6.2821 | -95.6846 | 0.2 | 64.6749 | 41.3217 | 41.3217 | 41.3217 | 41.3217 | 41.3217 | 275.928 | 41.3217 | 92.3585 | 57.4928 | 57.4928 | 57.4928 | 59.3321 | 57.4928 | 241.737 | 57.4928 | 89.9543 | 64
|  | 2444 | 4 | 284 | 20 | 102 | 12 | 4 | 15 | 7.89 | 2.01 | 216 | 98547 | 4.957 | 0 | -106.9134 | 0.2 | 0 | 0 | 0 | 0 | 0 | 0 | 0 | 0 | 0 | 0 | 0 | 0 | 0 | 0 | 0 | 0 | 0 | 0
|  | 2445 | 4 | 285 | 21 | 102 | 12 | 4 | 15 | 7.08 | 2.1 | 212 | 98593 | 4.949 | 0 | -118.7321 | 0.2 | 0 | 0 | 0 | 0 | 0 | 0 | 0 | 0 | 0 | 0 | 0 | 0 | 0 | 0 | 0 | 0 | 0 | 0
|  | 2446 | 4 | 286 | 22 | 102 | 12 | 4 | 15 | 6.26 | 2.19 | 207 | 98639 | 4.921 | 0 | -131.7191 | 0.2 | 0 | 0 | 0 | 0 | 0 | 0 | 0 | 0 | 0 | 0 | 0 | 0 | 0 | 0 | 0 | 0 | 0 | 0
|  | 2447 | 4 | 287 | 23 | 102 | 12 | 4 | 15 | 6.22 | 2.13 | 208 | 98652 | 5.053 | 0 | -146.3228 | 0.2 | 0 | 0 | 0 | 0 | 0 | 0 | 0 | 0 | 0 | 0 | 0 | 0 | 0 | 0 | 0 | 0 | 0 | 0
|  | 2448 | 4 | 288 | 24 | 102 | 12 | 4 | 15 | 6.19 | 2.06 | 208 | 98665 | 5.188 | 0 | -162.6346 | 0.2 | 0 | 0 | 0 | 0 | 0 | 0 | 0 | 0 | 0 | 0 | 0 | 0 | 0 | 0 | 0 | 0 | 0 | 0
|  | 2449 | 4 | 289 | 1 | 103 | 13 | 5 | 15 | 6.15 | 2 | 208 | 98678 | 5.318 | 0 | 179.8212 | 0.2 | 0 | 0 | 0 | 0 | 0 | 0 | 0 | 0 | 0 | 0 | 0 | 0 | 0 | 0 | 0 | 0 | 0 | 0
|  | 2450 | 4 | 290 | 2 | 103 | 13 | 5 | 15 | 5.73 | 2.06 | 205 | 98678 | 5.267 | 0 | 162.4526 | 0.2 | 0 | 0 | 0 | 0 | 0 | 0 | 0 | 0 | 0 | 0 | 0 | 0 | 0 | 0 | 0 | 0 | 0 | 0
|  | 2451 | 4 | 291 | 3 | 103 | 13 | 5 | 15 | 5.31 | 2.13 | 202 | 98678 | 5.215 | 0 | 146.2318 | 0.2 | 0 | 0 | 0 | 0 | 0 | 0 | 0 | 0 | 0 | 0 | 0 | 0 | 0 | 0 | 0 | 0 | 0 | 0
|  | 2452 | 4 | 292 | 4 | 103 | 13 | 5 | 15 | 4.89 | 2.19 | 199 | 98678 | 5.16 | 0 | 131.698 | 0.2 | 0 | 0 | 0 | 0 | 0 | 0 | 0 | 0 | 0 | 0 | 0 | 0 | 0 | 0 | 0 | 0 | 0 | 0
|  | 2453 | 4 | 293 | 5 | 103 | 13 | 5 | 15 | 5.28 | 2.51 | 199 | 98681 | 5.346 | 0 | 118.7581 | 0.2 | 0 | 0 | 0 | 0 | 0 | 0 | 0 | 0 | 0 | 0 | 0 | 0 | 0 | 0 | 0 | 0 | 0 | 0
|  | 2454 | 4 | 294 | 6 | 103 | 13 | 5 | 15 | 5.67 | 2.84 | 198 | 98685 | 5.538 | 0 | 106.9682 | 0.2 | 0 | 0 | 0 | 0 | 0 | 0 | 0 | 0 | 0 | 0 | 0 | 0 | 0 | 0 | 0 | 0 | 0 | 0
|  | 2455 | 4 | 295 | 7 | 103 | 13 | 5 | 15 | 6.06 | 3.16 | 198 | 98688 | 5.735 | 6.711 | 95.7543 | 0.2 | 1.5279 | 1.5279 | 1.5279 | 1.5279 | 1.5279 | 1.5279 | 1.5279 | 1.5279 | 2.4561 | 2.4561 | 2.4561 | 2.4561 | 2.4561 | 2.4561 | 2.4561 | 2.4561 | 3 | 3
|  | 2456 | 4 | 296 | 8 | 103 | 13 | 5 | 15 | 7.27 | 3.06 | 209 | 98685 | 6.183 | 16.6176 | 84.4813 | 0.2 | 29.2422 | 29.2422 | 29.2422 | 29.2422 | 29.2422 | 29.2422 | 29.2422 | 29.2422 | 46.3578 | 46.3578 | 46.3578 | 46.3578 | 46.3578 | 46.3578 | 46.3578 | 46.3578 | 56 | 56
|  | 2457 | 4 | 297 | 9 | 103 | 13 | 5 | 15 | 8.47 | 2.97 | 219 | 98681 | 6.655 | 26.3249 | 72.4221 | 0.2 | 88.0041 | 88.0041 | 205.7747 | 88.0041 | 125.3132 | 88.0041 | 88.0041 | 88.0041 | 138.0996 | 121.2602 | 247.7575 | 121.2602 | 190.8627 | 121.2602 | 121.2602 | 121.2602 | 195.3726 | 134.2489
|  | 2458 | 4 | 298 | 10 | 103 | 13 | 5 | 15 | 9.68 | 2.87 | 230 | 98678 | 7.162 | 35.3496 | 58.6913 | 0.2 | 133.7038 | 133.7038 | 368.9878 | 133.7038 | 276.8079 | 133.7038 | 133.7038 | 133.7038 | 201.624 | 164.6863 | 469.1849 | 164.6863 | 404.0038 | 164.6863 | 164.6863 | 164.6863 | 365.9447 | 170.6028
|  | 2459 | 4 | 299 | 11 | 103 | 13 | 5 | 15 | 10.29 | 2.54 | 234 | 98652 | 7.298 | 43.0066 | 42.2616 | 0.2 | 160.4446 | 160.4446 | 390.3432 | 160.4446 | 413.44 | 160.4446 | 160.4446 | 160.4446 | 233.9949 | 187.4271 | 575.4525 | 187.4271 | 591.7844 | 187.4271 | 250.3268 | 187.4271 | 508.9677 | 190.1156
|  | 2460 | 4 | 300 | 12 | 103 | 13 | 5 | 15 | 10.91 | 2.21 | 238 | 98626 | 7.434 | 48.3281 | 22.3861 | 0.2 | 177.0225 | 177.0225 | 268.347 | 177.0225 | 398.7449 | 177.0225 | 177.0225 | 177.0225 | 258.8281 | 225.1116 | 480.1857 | 225.1116 | 572.391 | 225.1116 | 351.0334 | 225.1116 | 511.6684 | 242.2636
|  | 2461 | 4 | 301 | 13 | 103 | 13 | 5 | 15 | 11.52 | 1.88 | 242 | 98599 | 7.563 | 50.2451 | -0.23556 | 0.2 | 38.1377 | 38.1377 | 38.1377 | 38.1377 | 38.1377 | 38.1377 | 38.1377 | 38.1377 | 59.9851 | 59.9851 | 59.9851 | 59.9851 | 59.9851 | 59.9851 | 59.9851 | 59.9851 | 72 | 72
|  | 2462 | 4 | 302 | 14 | 103 | 13 | 5 | 15 | 11.34 | 2.16 | 245 | 98606 | 7.147 | 48.2506 | -22.8237 | 0.2 | 92.4879 | 92.4879 | 92.4879 | 92.4879 | 100.1775 | 92.4879 | 95.724 | 92.4879 | 144.9001 | 143.7278 | 148.0492 | 143.7278 | 155.7748 | 143.7278 | 152.6258 | 143.7278 | 181 | 171.6525
|  | 2463 | 4 | 303 | 15 | 103 | 13 | 5 | 15 | 11.17 | 2.45 | 248 | 98613 | 6.744 | 42.8705 | -42.6288 | 0.2 | 161.5668 | 161.5668 | 161.5668 | 161.5668 | 530.8302 | 161.5668 | 501.4644 | 161.5668 | 232.4331 | 164.1032 | 253.1978 | 164.1032 | 754.6504 | 164.1032 | 733.8856 | 164.1032 | 616.7022 | 150.8058
|  | 2464 | 4 | 304 | 16 | 103 | 13 | 5 | 15 | 11 | 2.73 | 252 | 98619 | 6.35 | 35.177 | -58.9937 | 0.2 | 28.82 | 28.82 | 28.82 | 28.82 | 28.82 | 28.82 | 28.82 | 28.82 | 45.6007 | 45.6007 | 45.6007 | 45.6007 | 45.6007 | 45.6007 | 45.6007 | 45.6007 | 55 | 55
|  | 2465 | 4 | 305 | 17 | 103 | 13 | 5 | 15 | 10.26 | 2 | 258 | 98626 | 6.005 | 26.1325 | -72.6805 | 0.2 | 21.8619 | 21.8619 | 21.8619 | 21.8619 | 21.8619 | 21.8619 | 21.8619 | 21.8619 | 34.719 | 34.719 | 34.719 | 34.719 | 34.719 | 34.719 | 34.719 | 34.719 | 42 | 42
|  | 2466 | 4 | 306 | 18 | 103 | 13 | 5 | 15 | 9.51 | 1.28 | 264 | 98632 | 5.675 | 16.4168 | -84.7156 | 0.2 | 91.6165 | 91.6165 | 91.6165 | 91.6165 | 125.7178 | 91.6165 | 460.3094 | 91.6165 | 168.8896 | 115.862 | 115.862 | 115.862 | 217.1162 | 115.862 | 453.7082 | 115.862 | 230.334 | 121.2403
|  | 2467 | 4 | 307 | 19 | 103 | 13 | 5 | 15 | 8.77 | 0.55 | 269 | 98639 | 5.364 | 6.5104 | -95.9806 | 0.2 | 68.0547 | 44.0268 | 44.0268 | 44.0268 | 44.0268 | 44.0268 | 273.3846 | 44.0268 | 95.4486 | 59.8491 | 59.8491 | 59.8491 | 61.468 | 59.8491 | 240.6388 | 59.8491 | 91.3173 | 64.9999
|  | 2468 | 4 | 308 | 20 | 103 | 13 | 5 | 15 | 7.81 | 0.95 | 269 | 98691 | 5.249 | 0 | -107.2001 | 0.2 | 0 | 0 | 0 | 0 | 0 | 0 | 0 | 0 | 0 | 0 | 0 | 0 | 0 | 0 | 0 | 0 | 0 | 0
|  | 2469 | 4 | 309 | 21 | 103 | 13 | 5 | 15 | 6.85 | 1.35 | 268 | 98744 | 5.123 | 0 | -119.0079 | 0.2 | 0 | 0 | 0 | 0 | 0 | 0 | 0 | 0 | 0 | 0 | 0 | 0 | 0 | 0 | 0 | 0 | 0 | 0
|  | 2470 | 4 | 310 | 22 | 103 | 13 | 5 | 15 | 5.89 | 1.75 | 267 | 98796 | 4.991 | 0 | -131.9765 | 0.2 | 0 | 0 | 0 | 0 | 0 | 0 | 0 | 0 | 0 | 0 | 0 | 0 | 0 | 0 | 0 | 0 | 0 | 0
|  | 2471 | 4 | 311 | 23 | 103 | 13 | 5 | 15 | 5.96 | 1.73 | 273 | 98796 | 5.116 | 0 | -146.5453 | 0.2 | 0 | 0 | 0 | 0 | 0 | 0 | 0 | 0 | 0 | 0 | 0 | 0 | 0 | 0 | 0 | 0 | 0 | 0
|  | 2472 | 4 | 312 | 24 | 103 | 13 | 5 | 15 | 6.03 | 1.71 | 279 | 98796 | 5.241 | 0 | -162.7973 | 0.2 | 0 | 0 | 0 | 0 | 0 | 0 | 0 | 0 | 0 | 0 | 0 | 0 | 0 | 0 | 0 | 0 | 0 | 0
|  | 2473 | 4 | 313 | 1 | 104 | 14 | 6 | 15 | 6.1 | 1.68 | 285 | 98796 | 5.369 | 0 | 179.7442 | 0.2 | 0 | 0 | 0 | 0 | 0 | 0 | 0 | 0 | 0 | 0 | 0 | 0 | 0 | 0 | 0 | 0 | 0 | 0
|  | 2474 | 4 | 314 | 2 | 104 | 14 | 6 | 15 | 5.62 | 1.25 | 267 | 98809 | 5.3 | 0 | 162.4628 | 0.2 | 0 | 0 | 0 | 0 | 0 | 0 | 0 | 0 | 0 | 0 | 0 | 0 | 0 | 0 | 0 | 0 | 0 | 0
|  | 2475 | 4 | 315 | 3 | 104 | 14 | 6 | 15 | 5.14 | 0.81 | 250 | 98822 | 5.231 | 0 | 146.3145 | 0.2 | 0 | 0 | 0 | 0 | 0 | 0 | 0 | 0 | 0 | 0 | 0 | 0 | 0 | 0 | 0 | 0 | 0 | 0
|  | 2476 | 4 | 316 | 4 | 104 | 14 | 6 | 15 | 4.67 | 0.37 | 232 | 98835 | 5.162 | 0 | 131.8306 | 0.2 | 0 | 0 | 0 | 0 | 0 | 0 | 0 | 0 | 0 | 0 | 0 | 0 | 0 | 0 | 0 | 0 | 0 | 0
|  | 2477 | 4 | 317 | 5 | 104 | 14 | 6 | 15 | 4.85 | 0.36 | 288 | 98842 | 5.213 | 0 | 118.9216 | 0.2 | 0 | 0 | 0 | 0 | 0 | 0 | 0 | 0 | 0 | 0 | 0 | 0 | 0 | 0 | 0 | 0 | 0 | 0
|  | 2478 | 4 | 318 | 6 | 104 | 14 | 6 | 15 | 5.03 | 0.35 | 344 | 98848 | 5.263 | 0 | 107.1506 | 0.2 | 0 | 0 | 0 | 0 | 0 | 0 | 0 | 0 | 0 | 0 | 0 | 0 | 0 | 0 | 0 | 0 | 0 | 0
|  | 2479 | 4 | 319 | 7 | 104 | 14 | 6 | 15 | 5.21 | 0.34 | 40 | 98855 | 5.315 | 7.0262 | 95.9488 | 0.2 | 9.2786 | 9.2786 | 9.2786 | 9.2786 | 9.2786 | 9.2786 | 9.2786 | 9.2786 | 14.8154 | 14.8154 | 14.8154 | 14.8154 | 14.8154 | 14.8154 | 14.8154 | 14.8154 | 18 | 18
|  | 2480 | 4 | 320 | 8 | 104 | 14 | 6 | 15 | 6.89 | 0.44 | 41 | 98862 | 5.269 | 16.9327 | 84.6832 | 0.2 | 68.8704 | 68.8704 | 461.5744 | 68.8704 | 105.4163 | 68.8704 | 68.8704 | 68.8704 | 134.2097 | 75.1466 | 437.7352 | 75.1466 | 185.8934 | 75.1466 | 75.1466 | 75.1466 | 188.5931 | 68.5194
|  | 2481 | 4 | 321 | 9 | 104 | 14 | 6 | 15 | 8.57 | 0.54 | 42 | 98868 | 5.125 | 26.6469 | 72.625 | 0.2 | 102.9836 | 102.9836 | 614.2369 | 102.9836 | 262.9562 | 102.9836 | 102.9836 | 102.9836 | 179.7084 | 102.7521 | 654.3368 | 102.7521 | 405.9438 | 102.7521 | 102.7521 | 102.7521 | 358.3558 | 89.5505
|  | 2482 | 4 | 322 | 10 | 104 | 14 | 6 | 15 | 10.25 | 0.63 | 44 | 98875 | 4.859 | 35.6854 | 58.8808 | 0.2 | 24.6003 | 24.6003 | 24.6003 | 24.6003 | 24.6003 | 24.6003 | 24.6003 | 24.6003 | 38.9482 | 38.9482 | 38.9482 | 38.9482 | 38.9482 | 38.9482 | 38.9482 | 38.9482 | 47 | 47
|  | 2483 | 4 | 323 | 11 | 104 | 14 | 6 | 15 | 11.14 | 1.09 | 43 | 98829 | 4.669 | 43.3609 | 42.4059 | 0.2 | 132.3169 | 132.3169 | 566.348 | 132.3169 | 607.5439 | 132.3169 | 132.3169 | 132.3169 | 193.175 | 99.4362 | 836.1175 | 99.4362 | 865.2475 | 99.4362 | 222.305 | 99.4362 | 675.5022 | 67.7085
|  | 2484 | 4 | 324 | 12 | 104 | 14 | 6 | 15 | 12.04 | 1.54 | 43 | 98783 | 4.438 | 48.6966 | 22.43 | 0.2 | 166.5508 | 166.5508 | 341.8672 | 166.5508 | 591.269 | 166.5508 | 166.5508 | 166.5508 | 231.6792 | 162.2176 | 655.9677 | 162.2176 | 832.3214 | 162.2176 | 408.0329 | 162.2176 | 667.114 | 144.1623
|  | 2485 | 4 | 325 | 13 | 104 | 14 | 6 | 15 | 12.93 | 2 | 43 | 98737 | 4.157 | 50.6086 | -0.34103 | 0.2 | 154.9971 | 154.9971 | 154.9971 | 154.9971 | 710.8208 | 154.9971 | 158.3054 | 154.9971 | 207.9357 | 122.329 | 598.623 | 122.329 | 993.9891 | 122.329 | 603.3017 | 122.329 | 765.7888 | 88.8989
|  | 2486 | 4 | 326 | 14 | 104 | 14 | 6 | 15 | 12.9 | 2.13 | 41 | 98724 | 4.159 | 48.5844 | -23.0627 | 0.2 | 166.8775 | 166.8775 | 166.8775 | 166.8775 | 625.751 | 166.8775 | 362.2504 | 166.8775 | 232.7947 | 157.4741 | 419.1178 | 157.4741 | 881.7399 | 157.4741 | 695.4168 | 157.4741 | 702.5411 | 137.1481
|  | 2487 | 4 | 327 | 15 | 104 | 14 | 6 | 15 | 12.87 | 2.27 | 38 | 98711 | 4.159 | 43.1643 | -42.9354 | 0.2 | 124.6179 | 124.6179 | 124.6179 | 124.6179 | 649.7229 | 124.6179 | 613.1805 | 124.6179 | 187.9338 | 83.5748 | 213.7732 | 83.5748 | 930.5444 | 83.5748 | 904.705 | 83.5748 | 723.5445 | 50.8537
|  | 2488 | 4 | 328 | 16 | 104 | 14 | 6 | 15 | 12.84 | 2.4 | 35 | 98698 | 4.161 | 35.4366 | -59.3161 | 0.2 | 119.6322 | 119.6322 | 119.6322 | 119.6322 | 492.5292 | 119.6322 | 748.0644 | 119.6322 | 201.8505 | 97.825 | 97.825 | 97.825 | 729.2064 | 97.825 | 909.8971 | 97.825 | 595.8364 | 75.8253
|  | 2489 | 4 | 329 | 17 | 104 | 14 | 6 | 15 | 11.96 | 2.32 | 35 | 98671 | 4.306 | 26.3698 | -72.9965 | 0.2 | 102.2146 | 102.2146 | 102.2146 | 102.2146 | 316.6291 | 102.2146 | 803.3813 | 102.2146 | 197.8707 | 92.4582 | 92.4582 | 92.4582 | 501.0987 | 92.4582 | 845.2844 | 92.4582 | 440.3318 | 76.8415
|  | 2490 | 4 | 330 | 18 | 104 | 14 | 6 | 15 | 11.09 | 2.24 | 34 | 98645 | 4.424 | 16.6438 | -85.0199 | 0.2 | 73.6684 | 73.6684 | 73.6684 | 73.6684 | 133.4444 | 73.6684 | 759.6585 | 73.6684 | 176.4727 | 73.1825 | 73.1825 | 73.1825 | 261.0088 | 73.1825 | 703.809 | 73.1825 | 270.4363 | 64.5858
|  | 2491 | 4 | 331 | 19 | 104 | 14 | 6 | 15 | 10.21 | 2.17 | 34 | 98619 | 4.51 | 6.7378 | -96.2739 | 0.2 | 89.8362 | 36.4747 | 36.4747 | 36.4747 | 36.4747 | 36.4747 | 521.8415 | 36.4747 | 123.1175 | 44.5942 | 44.5942 | 44.5942 | 47.6529 | 44.5942 | 428.5914 | 44.5942 | 103.8999 | 46.2127
|  | 2492 | 4 | 332 | 20 | 104 | 14 | 6 | 15 | 9.11 | 2.15 | 37 | 98642 | 4.509 | 0 | -107.4837 | 0.2 | 0 | 0 | 0 | 0 | 0 | 0 | 0 | 0 | 0 | 0 | 0 | 0 | 0 | 0 | 0 | 0 | 0 | 0
|  | 2493 | 4 | 333 | 21 | 104 | 14 | 6 | 15 | 8 | 2.14 | 39 | 98665 | 4.478 | 0 | -119.2802 | 0.2 | 0 | 0 | 0 | 0 | 0 | 0 | 0 | 0 | 0 | 0 | 0 | 0 | 0 | 0 | 0 | 0 | 0 | 0
|  | 2494 | 4 | 334 | 22 | 104 | 14 | 6 | 15 | 6.9 | 2.12 | 42 | 98688 | 4.429 | 0 | -132.2301 | 0.2 | 0 | 0 | 0 | 0 | 0 | 0 | 0 | 0 | 0 | 0 | 0 | 0 | 0 | 0 | 0 | 0 | 0 | 0
|  | 2495 | 4 | 335 | 23 | 104 | 14 | 6 | 15 | 6.54 | 2 | 43 | 98671 | 4.443 | 0 | -146.7638 | 0.2 | 0 | 0 | 0 | 0 | 0 | 0 | 0 | 0 | 0 | 0 | 0 | 0 | 0 | 0 | 0 | 0 | 0 | 0
|  | 2496 | 4 | 336 | 24 | 104 | 14 | 6 | 15 | 6.18 | 1.89 | 44 | 98655 | 4.453 | 0 | -162.9563 | 0.2 | 0 | 0 | 0 | 0 | 0 | 0 | 0 | 0 | 0 | 0 | 0 | 0 | 0 | 0 | 0 | 0 | 0 | 0
|  | 2497 | 4 | 337 | 1 | 105 | 15 | 7 | 15 | 5.82 | 1.77 | 45 | 98639 | 4.46 | 0 | 179.6698 | 0.2 | 0 | 0 | 0 | 0 | 0 | 0 | 0 | 0 | 0 | 0 | 0 | 0 | 0 | 0 | 0 | 0 | 0 | 0
|  | 2498 | 4 | 338 | 2 | 105 | 15 | 7 | 15 | 5.59 | 1.83 | 46 | 98626 | 4.5 | 0 | 162.4744 | 0.2 | 0 | 0 | 0 | 0 | 0 | 0 | 0 | 0 | 0 | 0 | 0 | 0 | 0 | 0 | 0 | 0 | 0 | 0
|  | 2499 | 4 | 339 | 3 | 105 | 15 | 7 | 15 | 5.35 | 1.9 | 48 | 98613 | 4.534 | 0 | 146.3975 | 0.2 | 0 | 0 | 0 | 0 | 0 | 0 | 0 | 0 | 0 | 0 | 0 | 0 | 0 | 0 | 0 | 0 | 0 | 0
|  | 2500 | 4 | 340 | 4 | 105 | 15 | 7 | 15 | 5.12 | 1.97 | 49 | 98599 | 4.569 | 0 | 131.9629 | 0.2 | 0 | 0 | 0 | 0 | 0 | 0 | 0 | 0 | 0 | 0 | 0 | 0 | 0 | 0 | 0 | 0 | 0 | 0
|  | 2501 | 4 | 341 | 5 | 105 | 15 | 7 | 15 | 5.51 | 2.16 | 49 | 98583 | 4.673 | 0 | 119.0846 | 0.2 | 0 | 0 | 0 | 0 | 0 | 0 | 0 | 0 | 0 | 0 | 0 | 0 | 0 | 0 | 0 | 0 | 0 | 0
|  | 2502 | 4 | 342 | 6 | 105 | 15 | 7 | 15 | 5.91 | 2.35 | 48 | 98567 | 4.784 | 0 | 107.3326 | 0.2 | 0 | 0 | 0 | 0 | 0 | 0 | 0 | 0 | 0 | 0 | 0 | 0 | 0 | 0 | 0 | 0 | 0 | 0
|  | 2503 | 4 | 343 | 7 | 105 | 15 | 7 | 15 | 6.3 | 2.54 | 47 | 98550 | 4.892 | 7.3381 | 96.1432 | 0.2 | 11.8976 | 11.8976 | 11.8976 | 11.8976 | 11.8976 | 11.8976 | 11.8976 | 11.8976 | 18.9602 | 18.9602 | 18.9602 | 18.9602 | 18.9602 | 18.9602 | 18.9602 | 18.9602 | 23 | 23
|  | 2504 | 4 | 344 | 8 | 105 | 15 | 7 | 15 | 8.01 | 2.9 | 50 | 98540 | 4.899 | 17.2444 | 84.8854 | 0.2 | 68.1672 | 68.1672 | 378.9259 | 68.1672 | 95.9814 | 68.1672 | 68.1672 | 68.1672 | 125.9444 | 77.1319 | 365.3515 | 77.1319 | 165.2795 | 77.1319 | 77.1319 | 77.1319 | 168.6801 | 71.8347
|  | 2505 | 4 | 345 | 9 | 105 | 15 | 7 | 15 | 9.73 | 3.26 | 53 | 98531 | 4.826 | 26.9654 | 72.8287 | 0.2 | 105.0555 | 105.0555 | 438.1476 | 105.0555 | 207.9822 | 105.0555 | 105.0555 | 105.0555 | 173.7728 | 121.1322 | 482.0847 | 121.1322 | 319.3331 | 121.1322 | 121.1322 | 121.1322 | 295.5493 | 118.1775
|  | 2506 | 4 | 346 | 10 | 105 | 15 | 7 | 15 | 11.44 | 3.63 | 55 | 98521 | 4.65 | 36.0179 | 59.0718 | 0.2 | 133.0194 | 133.0194 | 555.5046 | 133.0194 | 386.1536 | 133.0194 | 133.0194 | 133.0194 | 210.9065 | 136.7068 | 688.6415 | 136.7068 | 568.8923 | 136.7068 | 136.7068 | 136.7068 | 483.4111 | 125.3427
|  | 2507 | 4 | 347 | 11 | 105 | 15 | 7 | 15 | 12.03 | 3.88 | 55 | 98475 | 4.36 | 43.712 | 42.5523 | 0.2 | 150.9337 | 150.9337 | 496.9781 | 150.9337 | 527.8829 | 150.9337 | 150.9337 | 150.9337 | 223.8754 | 144.5042 | 735.1091 | 144.5042 | 756.9621 | 144.5042 | 245.7284 | 144.5042 | 615.7645 | 126.5674
|  | 2508 | 4 | 348 | 12 | 105 | 15 | 7 | 15 | 12.62 | 4.13 | 54 | 98429 | 4.04 | 49.0621 | 22.4761 | 0.2 | 174.9843 | 174.9843 | 318.8247 | 174.9843 | 522.6554 | 174.9843 | 174.9843 | 174.9843 | 254.5896 | 193.7036 | 602.1407 | 193.7036 | 746.2708 | 193.7036 | 398.7197 | 193.7036 | 625.5403 | 191.7634
|  | 2509 | 4 | 349 | 13 | 105 | 15 | 7 | 15 | 13.21 | 4.39 | 53 | 98383 | 3.686 | 50.9694 | -0.44533 | 0.2 | 183.3418 | 183.3418 | 183.3418 | 183.3418 | 526.6164 | 183.3418 | 186.0099 | 183.3418 | 263.4651 | 206.7661 | 504.3103 | 206.7661 | 748.9287 | 206.7661 | 508.0836 | 206.7661 | 629.8886 | 206.4294
|  | 2510 | 4 | 350 | 14 | 105 | 15 | 7 | 15 | 13.1 | 4.5 | 52 | 98363 | 3.556 | 48.9158 | -23.3013 | 0.2 | 182.2089 | 182.2089 | 182.2089 | 182.2089 | 505.7092 | 182.2089 | 321.5385 | 182.2089 | 264.886 | 207.9696 | 395.1143 | 207.9696 | 722.3845 | 207.9696 | 592.1562 | 207.9696 | 613.0346 | 209.0423
|  | 2511 | 4 | 351 | 15 | 105 | 15 | 7 | 15 | 13 | 4.62 | 50 | 98344 | 3.429 | 43.4559 | -43.2412 | 0.2 | 159.3104 | 159.3104 | 159.3104 | 159.3104 | 258.3183 | 159.3104 | 252.4191 | 159.3104 | 245.0925 | 224.0432 | 249.2638 | 224.0432 | 385.1107 | 224.0432 | 380.9394 | 224.0432 | 383.3186 | 254.5425
|  | 2512 | 4 | 352 | 16 | 105 | 15 | 7 | 15 | 12.9 | 4.73 | 49 | 98324 | 3.305 | 35.6942 | -59.637 | 0.2 | 102.9103 | 102.9103 | 102.9103 | 102.9103 | 116.363 | 102.9103 | 125.8739 | 102.9103 | 163.0284 | 159.021 | 159.021 | 159.021 | 182.0534 | 159.021 | 188.7786 | 159.021 | 208.9335 | 189.8135
|  | 2513 | 4 | 353 | 17 | 105 | 15 | 7 | 15 | 12.1 | 3.92 | 45 | 98327 | 3.35 | 26.6055 | -73.3105 | 0.2 | 58.4122 | 58.4122 | 58.4122 | 58.4122 | 60.6022 | 58.4122 | 65.7168 | 58.4122 | 92.8241 | 91.6718 | 91.6718 | 91.6718 | 95.9213 | 91.6718 | 99.5378 | 91.6718 | 114 | 110.1803
|  | 2514 | 4 | 354 | 18 | 105 | 15 | 7 | 15 | 11.3 | 3.1 | 40 | 98331 | 3.38 | 16.8695 | -85.3218 | 0.2 | 50.8048 | 50.8048 | 50.8048 | 50.8048 | 52.5852 | 50.8048 | 72.5622 | 50.8048 | 82.8115 | 79.3895 | 79.3895 | 79.3895 | 85.3294 | 79.3895 | 99.4552 | 79.3895 | 102 | 95.3802
|  | 2515 | 4 | 355 | 19 | 105 | 15 | 7 | 15 | 10.5 | 2.29 | 36 | 98334 | 3.398 | 6.9642 | -96.5645 | 0.2 | 30.9023 | 25.3035 | 25.3035 | 25.3035 | 25.3035 | 25.3035 | 73.9565 | 25.3035 | 46.3277 | 38.1387 | 38.1387 | 38.1387 | 38.4098 | 38.1387 | 76.7716 | 38.1387 | 50.6729 | 44.6907
|  | 2516 | 4 | 356 | 20 | 105 | 15 | 7 | 15 | 9.72 | 2.85 | 36 | 98386 | 3.314 | 0 | -107.7642 | 0.2 | 0 | 0 | 0 | 0 | 0 | 0 | 0 | 0 | 0 | 0 | 0 | 0 | 0 | 0 | 0 | 0 | 0 | 0
|  | 2517 | 4 | 357 | 21 | 105 | 15 | 7 | 15 | 8.93 | 3.4 | 35 | 98439 | 3.226 | 0 | -119.5491 | 0.2 | 0 | 0 | 0 | 0 | 0 | 0 | 0 | 0 | 0 | 0 | 0 | 0 | 0 | 0 | 0 | 0 | 0 | 0
|  | 2518 | 4 | 358 | 22 | 105 | 15 | 7 | 15 | 8.15 | 3.96 | 35 | 98491 | 3.14 | 0 | -132.4798 | 0.2 | 0 | 0 | 0 | 0 | 0 | 0 | 0 | 0 | 0 | 0 | 0 | 0 | 0 | 0 | 0 | 0 | 0 | 0
|  | 2519 | 4 | 359 | 23 | 105 | 15 | 7 | 15 | 8 | 4.16 | 35 | 98495 | 3.3 | 0 | -146.9783 | 0.2 | 0 | 0 | 0 | 0 | 0 | 0 | 0 | 0 | 0 | 0 | 0 | 0 | 0 | 0 | 0 | 0 | 0 | 0
|  | 2520 | 4 | 360 | 24 | 105 | 15 | 7 | 15 | 7.85 | 4.35 | 36 | 98498 | 3.457 | 0 | -163.1116 | 0.2 | 0 | 0 | 0 | 0 | 0 | 0 | 0 | 0 | 0 | 0 | 0 | 0 | 0 | 0 | 0 | 0 | 0 | 0
|  | 2521 | 4 | 361 | 1 | 106 | 16 | 1 | 16 | 7.7 | 4.55 | 36 | 98501 | 3.61 | 0 | 179.5982 | 0.2 | 0 | 0 | 0 | 0 | 0 | 0 | 0 | 0 | 0 | 0 | 0 | 0 | 0 | 0 | 0 | 0 | 0 | 0
|  | 2522 | 4 | 362 | 2 | 106 | 16 | 1 | 16 | 7.86 | 4.7 | 37 | 98514 | 3.756 | 0 | 162.4874 | 0.2 | 0 | 0 | 0 | 0 | 0 | 0 | 0 | 0 | 0 | 0 | 0 | 0 | 0 | 0 | 0 | 0 | 0 | 0
|  | 2523 | 4 | 363 | 3 | 106 | 16 | 1 | 16 | 8.02 | 4.86 | 38 | 98527 | 3.903 | 0 | 146.4808 | 0.2 | 0 | 0 | 0 | 0 | 0 | 0 | 0 | 0 | 0 | 0 | 0 | 0 | 0 | 0 | 0 | 0 | 0 | 0
|  | 2524 | 4 | 364 | 4 | 106 | 16 | 1 | 16 | 8.18 | 5.01 | 39 | 98540 | 4.053 | 0 | 132.0949 | 0.2 | 0 | 0 | 0 | 0 | 0 | 0 | 0 | 0 | 0 | 0 | 0 | 0 | 0 | 0 | 0 | 0 | 0 | 0
|  | 2525 | 4 | 365 | 5 | 106 | 16 | 1 | 16 | 8.25 | 5.04 | 38 | 98563 | 4.201 | 0 | 119.2472 | 0.2 | 0 | 0 | 0 | 0 | 0 | 0 | 0 | 0 | 0 | 0 | 0 | 0 | 0 | 0 | 0 | 0 | 0 | 0
|  | 2526 | 4 | 366 | 6 | 106 | 16 | 1 | 16 | 8.32 | 5.08 | 38 | 98586 | 4.349 | 0 | 107.5143 | 0.2 | 0 | 0 | 0 | 0 | 0 | 0 | 0 | 0 | 0 | 0 | 0 | 0 | 0 | 0 | 0 | 0 | 0 | 0
|  | 2527 | 4 | 367 | 7 | 106 | 16 | 1 | 16 | 8.39 | 5.12 | 38 | 98609 | 4.499 | 7.6469 | 96.3375 | 0.2 | 14.6136 | 10.8524 | 44.718 | 10.8524 | 10.8524 | 10.8524 | 10.8524 | 10.8524 | 20.2987 | 14.4042 | 41.5857 | 14.4042 | 14.9795 | 14.4042 | 14.4042 | 14.4042 | 19.6647 | 15.0899
|  | 2528 | 4 | 368 | 8 | 106 | 16 | 1 | 16 | 8.86 | 5.67 | 40 | 98649 | 4.512 | 17.5528 | 85.0879 | 0.2 | 20.7684 | 20.7684 | 20.7684 | 20.7684 | 20.7684 | 20.7684 | 20.7684 | 20.7684 | 33.0287 | 33.0287 | 33.0287 | 33.0287 | 33.0287 | 33.0287 | 33.0287 | 33.0287 | 40 | 40
|  | 2529 | 4 | 369 | 9 | 106 | 16 | 1 | 16 | 9.33 | 6.23 | 42 | 98688 | 4.522 | 27.2805 | 73.0332 | 0.2 | 55.1807 | 55.1807 | 60.1744 | 55.1807 | 56.7042 | 55.1807 | 55.1807 | 55.1807 | 87.5668 | 86.7403 | 92.1753 | 86.7403 | 89.7215 | 86.7403 | 86.7403 | 86.7403 | 107 | 104.3075
|  | 2530 | 4 | 370 | 10 | 106 | 16 | 1 | 16 | 9.8 | 6.79 | 44 | 98727 | 4.526 | 36.3469 | 59.2645 | 0.2 | 134.0608 | 134.0608 | 320.5673 | 134.0608 | 244.9566 | 134.0608 | 134.0608 | 134.0608 | 211.0289 | 176.5438 | 421.3241 | 176.5438 | 367.8592 | 176.5438 | 176.5438 | 176.5438 | 352.3519 | 192.6868
|  | 2531 | 4 | 371 | 11 | 106 | 16 | 1 | 16 | 10.41 | 7.13 | 44 | 98721 | 4.48 | 44.0597 | 42.7012 | 0.2 | 150.6208 | 150.6208 | 233.018 | 150.6208 | 239.9102 | 150.6208 | 150.6208 | 150.6208 | 232.6388 | 212.638 | 354.0397 | 212.638 | 358.9132 | 212.638 | 237.5124 | 212.638 | 359.6341 | 242.0592
|  | 2532 | 4 | 372 | 12 | 106 | 16 | 1 | 16 | 11.02 | 7.48 | 45 | 98714 | 4.421 | 49.4246 | 22.5246 | 0.2 | 164.9079 | 164.9079 | 189.4177 | 164.9079 | 224.0079 | 164.9079 | 164.9079 | 164.9079 | 258.3569 | 247.3171 | 317.4779 | 247.3171 | 341.9369 | 247.3171 | 282.8159 | 247.3171 | 366.4931 | 291.7806
|  | 2533 | 4 | 373 | 13 | 106 | 16 | 1 | 16 | 11.63 | 7.82 | 46 | 98708 | 4.349 | 51.3275 | -0.54831 | 0.2 | 189.753 | 189.753 | 189.753 | 189.753 | 382.3592 | 189.753 | 191.5963 | 189.753 | 289.0127 | 255.0339 | 423.9024 | 255.0339 | 561.3989 | 255.0339 | 426.5092 | 255.0339 | 525.9468 | 285.2873
|  | 2534 | 4 | 374 | 14 | 106 | 16 | 1 | 16 | 11.78 | 7.47 | 42 | 98773 | 4.183 | 49.2446 | -23.5392 | 0.2 | 155.0212 | 155.0212 | 155.0212 | 155.0212 | 195.8233 | 155.0212 | 172.7957 | 155.0212 | 242.7041 | 235.0395 | 258.987 | 235.0395 | 300.407 | 235.0395 | 284.124 | 235.0395 | 329.8097 | 278.1683
|  | 2535 | 4 | 375 | 15 | 106 | 16 | 1 | 16 | 11.94 | 7.12 | 39 | 98839 | 4.016 | 43.7452 | -43.5461 | 0.2 | 92.0373 | 92.0373 | 92.0373 | 92.0373 | 99.6085 | 92.0373 | 99.2337 | 92.0373 | 144.7999 | 143.084 | 145.0649 | 143.084 | 155.5072 | 143.084 | 155.2421 | 143.084 | 181 | 171.0022
|  | 2536 | 4 | 376 | 16 | 106 | 16 | 1 | 16 | 12.1 | 6.77 | 35 | 98904 | 3.846 | 35.95 | -59.9562 | 0.2 | 115.3534 | 115.3534 | 115.3534 | 115.3534 | 136.0922 | 115.3534 | 151.2108 | 115.3534 | 183.4917 | 176.9147 | 176.9147 | 176.9147 | 212.8208 | 176.9147 | 223.5113 | 176.9147 | 240.6731 | 210.6329
|  | 2537 | 4 | 377 | 17 | 106 | 16 | 1 | 16 | 11 | 6.29 | 31 | 98970 | 3.891 | 26.8397 | -73.6223 | 0.2 | 69.0946 | 69.0946 | 69.0946 | 69.0946 | 73.2916 | 69.0946 | 83.3754 | 69.0946 | 110.2747 | 107.9167 | 107.9167 | 107.9167 | 116.2102 | 107.9167 | 123.3405 | 107.9167 | 137 | 129.4682
|  | 2538 | 4 | 378 | 18 | 106 | 16 | 1 | 16 | 9.9 | 5.8 | 27 | 99035 | 3.907 | 17.0941 | -85.6212 | 0.2 | 45.9428 | 45.9428 | 45.9428 | 45.9428 | 47.0068 | 45.9428 | 59.837 | 45.9428 | 74.3524 | 72.0745 | 72.0745 | 72.0745 | 75.857 | 72.0745 | 84.9293 | 72.0745 | 91 | 86.7146
|  | 2539 | 4 | 379 | 19 | 106 | 16 | 1 | 16 | 8.8 | 5.31 | 23 | 99101 | 3.899 | 7.1898 | -96.8523 | 0.2 | 38.8148 | 29.6202 | 29.6202 | 29.6202 | 29.6202 | 29.6202 | 106.1349 | 29.6202 | 57.5982 | 44.2224 | 44.2224 | 44.2224 | 44.5951 | 44.2224 | 105.2007 | 44.2224 | 61.3604 | 51.6389
|  | 2540 | 4 | 380 | 20 | 106 | 16 | 1 | 16 | 8.24 | 5.52 | 22 | 99196 | 3.966 | 0 | -108.0416 | 0.2 | 0 | 0 | 0 | 0 | 0 | 0 | 0 | 0 | 0 | 0 | 0 | 0 | 0 | 0 | 0 | 0 | 0 | 0
|  | 2541 | 4 | 381 | 21 | 106 | 16 | 1 | 16 | 7.68 | 5.73 | 20 | 99291 | 4.022 | 0 | -119.8144 | 0.2 | 0 | 0 | 0 | 0 | 0 | 0 | 0 | 0 | 0 | 0 | 0 | 0 | 0 | 0 | 0 | 0 | 0 | 0
|  | 2542 | 4 | 382 | 22 | 106 | 16 | 1 | 16 | 7.12 | 5.94 | 19 | 99386 | 4.067 | 0 | -132.7256 | 0.2 | 0 | 0 | 0 | 0 | 0 | 0 | 0 | 0 | 0 | 0 | 0 | 0 | 0 | 0 | 0 | 0 | 0 | 0
|  | 2543 | 4 | 383 | 23 | 106 | 16 | 1 | 16 | 7.1 | 5.78 | 19 | 99432 | 4.157 | 0 | -147.1887 | 0.2 | 0 | 0 | 0 | 0 | 0 | 0 | 0 | 0 | 0 | 0 | 0 | 0 | 0 | 0 | 0 | 0 | 0 | 0
|  | 2544 | 4 | 384 | 24 | 106 | 16 | 1 | 16 | 7.09 | 5.61 | 18 | 99478 | 4.25 | 0 | -163.2632 | 0.2 | 0 | 0 | 0 | 0 | 0 | 0 | 0 | 0 | 0 | 0 | 0 | 0 | 0 | 0 | 0 | 0 | 0 | 0
|  | 2545 | 4 | 385 | 1 | 107 | 17 | 2 | 16 | 7.07 | 5.45 | 18 | 99523 | 4.34 | 0 | 179.5293 | 0.2 | 0 | 0 | 0 | 0 | 0 | 0 | 0 | 0 | 0 | 0 | 0 | 0 | 0 | 0 | 0 | 0 | 0 | 0
|  | 2546 | 4 | 386 | 2 | 107 | 17 | 2 | 16 | 6.44 | 5.59 | 17 | 99602 | 4.57 | 0 | 162.5017 | 0.2 | 0 | 0 | 0 | 0 | 0 | 0 | 0 | 0 | 0 | 0 | 0 | 0 | 0 | 0 | 0 | 0 | 0 | 0
|  | 2547 | 4 | 387 | 3 | 107 | 17 | 2 | 16 | 5.8 | 5.72 | 17 | 99681 | 4.769 | 0 | 146.5644 | 0.2 | 0 | 0 | 0 | 0 | 0 | 0 | 0 | 0 | 0 | 0 | 0 | 0 | 0 | 0 | 0 | 0 | 0 | 0
|  | 2548 | 4 | 388 | 4 | 107 | 17 | 2 | 16 | 5.17 | 5.86 | 16 | 99759 | 4.944 | 0 | 132.2266 | 0.2 | 0 | 0 | 0 | 0 | 0 | 0 | 0 | 0 | 0 | 0 | 0 | 0 | 0 | 0 | 0 | 0 | 0 | 0
|  | 2549 | 4 | 389 | 5 | 107 | 17 | 2 | 16 | 5.08 | 5.71 | 15 | 99815 | 4.912 | 0 | 119.4094 | 0.2 | 0 | 0 | 0 | 0 | 0 | 0 | 0 | 0 | 0 | 0 | 0 | 0 | 0 | 0 | 0 | 0 | 0 | 0
|  | 2550 | 4 | 390 | 6 | 107 | 17 | 2 | 16 | 4.99 | 5.57 | 15 | 99871 | 4.88 | 0 | 107.6956 | 0.2 | 0 | 0 | 0 | 0 | 0 | 0 | 0 | 0 | 0 | 0 | 0 | 0 | 0 | 0 | 0 | 0 | 0 | 0
|  | 2551 | 4 | 391 | 7 | 107 | 17 | 2 | 16 | 4.9 | 5.42 | 14 | 99927 | 4.849 | 7.9522 | 96.5316 | 0.2 | 8.75 | 8.75 | 8.75 | 8.75 | 8.75 | 8.75 | 8.75 | 8.75 | 13.983 | 13.983 | 13.983 | 13.983 | 13.983 | 13.983 | 13.983 | 13.983 | 17 | 17
|  | 2552 | 4 | 392 | 8 | 107 | 17 | 2 | 16 | 4.97 | 5.88 | 17 | 99976 | 4.589 | 17.8576 | 85.2906 | 0.2 | 9.2774 | 9.2774 | 9.2774 | 9.2774 | 9.2774 | 9.2774 | 9.2774 | 9.2774 | 14.8145 | 14.8145 | 14.8145 | 14.8145 | 14.8145 | 14.8145 | 14.8145 | 14.8145 | 18 | 18
|  | 2553 | 4 | 393 | 9 | 107 | 17 | 2 | 16 | 5.05 | 6.34 | 19 | 100025 | 4.33 | 27.5919 | 73.2385 | 0.2 | 45.5092 | 45.5092 | 46.4345 | 45.5092 | 45.7879 | 45.5092 | 45.5092 | 45.5092 | 71.9837 | 71.8237 | 72.8351 | 71.8237 | 72.3779 | 71.8237 | 71.8237 | 71.8237 | 87 | 86.4949
|  | 2554 | 4 | 394 | 10 | 107 | 17 | 2 | 16 | 5.12 | 6.8 | 21 | 100074 | 4.066 | 36.6722 | 59.4588 | 0.2 | 51.0049 | 51.0049 | 51.5236 | 51.0049 | 51.3109 | 51.0049 | 51.0049 | 51.0049 | 80.4245 | 80.3238 | 81.0077 | 80.3238 | 80.8573 | 80.3238 | 80.3238 | 80.3238 | 97 | 96.5515
|  | 2555 | 4 | 395 | 11 | 107 | 17 | 2 | 16 | 5.87 | 6.54 | 23 | 100064 | 3.838 | 44.4039 | 42.8523 | 0.2 | 58.7992 | 58.7992 | 59.7304 | 58.7992 | 59.803 | 58.7992 | 58.7992 | 58.7992 | 92.5061 | 92.2677 | 93.8743 | 92.2677 | 93.9256 | 92.2677 | 92.5574 | 92.2677 | 112 | 110.6591
|  | 2556 | 4 | 396 | 12 | 107 | 17 | 2 | 16 | 6.62 | 6.28 | 26 | 100054 | 3.574 | 49.784 | 22.5756 | 0.2 | 68.4174 | 68.4174 | 69.3856 | 68.4174 | 70.7461 | 68.4174 | 68.4174 | 68.4174 | 107.4233 | 106.9609 | 109.7546 | 106.9609 | 110.7166 | 106.9609 | 108.3853 | 106.9609 | 131 | 128.0173
|  | 2557 | 4 | 397 | 13 | 107 | 17 | 2 | 16 | 7.37 | 6.01 | 28 | 100044 | 3.269 | 51.6828 | -0.64981 | 0.2 | 108.1613 | 108.1613 | 108.1613 | 108.1613 | 119.7694 | 108.1613 | 108.293 | 108.1613 | 169.4517 | 167.2723 | 177.5668 | 167.2723 | 185.868 | 167.2723 | 177.753 | 167.2723 | 214 | 199.3098
|  | 2558 | 4 | 398 | 14 | 107 | 17 | 2 | 16 | 8.01 | 6.02 | 27 | 100077 | 3.165 | 49.5708 | -23.7764 | 0.2 | 148.0463 | 148.0463 | 148.0463 | 148.0463 | 181.3562 | 148.0463 | 162.7213 | 148.0463 | 232.0858 | 225.4284 | 245.2626 | 225.4284 | 279.193 | 225.4284 | 266.0162 | 225.4284 | 309.8841 | 267.1594
|  | 2559 | 4 | 399 | 15 | 107 | 17 | 2 | 16 | 8.65 | 6.03 | 26 | 100110 | 3.044 | 44.0321 | -43.8498 | 0.2 | 115.223 | 115.223 | 115.223 | 115.223 | 130.2435 | 115.223 | 129.6522 | 115.223 | 181.4144 | 177.7971 | 181.8325 | 177.7971 | 202.6567 | 177.7971 | 202.2386 | 177.7971 | 232 | 211.8637
|  | 2560 | 4 | 400 | 16 | 107 | 17 | 2 | 16 | 9.3 | 6.04 | 26 | 100143 | 2.909 | 36.2037 | -60.2737 | 0.2 | 42.6558 | 42.6558 | 42.6558 | 42.6558 | 42.6558 | 42.6558 | 42.6558 | 42.6558 | 67.3071 | 67.3071 | 67.3071 | 67.3071 | 67.3071 | 67.3071 | 67.3071 | 67.3071 | 81 | 81
|  | 2561 | 4 | 401 | 17 | 107 | 17 | 2 | 16 | 8.64 | 4.57 | 25 | 100136 | 2.901 | 27.0723 | -73.9318 | 0.2 | 63.1582 | 63.1582 | 63.1582 | 63.1582 | 65.9709 | 63.1582 | 72.9233 | 63.1582 | 100.6102 | 98.9264 | 98.9264 | 98.9264 | 104.5879 | 98.9264 | 109.504 | 98.9264 | 124 | 118.806
|  | 2562 | 4 | 402 | 18 | 107 | 17 | 2 | 16 | 7.99 | 3.11 | 24 | 100130 | 2.888 | 17.3175 | -85.9178 | 0.2 | 61.9638 | 61.9638 | 61.9638 | 61.9638 | 67.0859 | 61.9638 | 133.734 | 61.9638 | 104.163 | 91.921 | 91.921 | 91.921 | 111.4067 | 91.921 | 158.534 | 91.921 | 129.3636 | 106.9287
|  | 2563 | 4 | 403 | 19 | 107 | 17 | 2 | 16 | 7.33 | 1.64 | 23 | 100123 | 2.869 | 7.4143 | -97.137 | 0.2 | 47.697 | 33.0873 | 33.0873 | 33.0873 | 33.0873 | 33.0873 | 149.7666 | 33.0873 | 68.279 | 47.128 | 47.128 | 47.128 | 47.6177 | 47.128 | 140.4531 | 47.128 | 68.4351 | 53.1329
|  | 2564 | 4 | 404 | 20 | 107 | 17 | 2 | 16 | 6.43 | 1.89 | 24 | 100162 | 2.922 | 0 | -108.3156 | 0.2 | 0 | 0 | 0 | 0 | 0 | 0 | 0 | 0 | 0 | 0 | 0 | 0 | 0 | 0 | 0 | 0 | 0 | 0
|  | 2565 | 4 | 405 | 21 | 107 | 17 | 2 | 16 | 5.54 | 2.15 | 24 | 100202 | 2.958 | 0 | -120.076 | 0.2 | 0 | 0 | 0 | 0 | 0 | 0 | 0 | 0 | 0 | 0 | 0 | 0 | 0 | 0 | 0 | 0 | 0 | 0
|  | 2566 | 4 | 406 | 22 | 107 | 17 | 2 | 16 | 4.64 | 2.4 | 24 | 100241 | 2.977 | 0 | -132.9674 | 0.2 | 0 | 0 | 0 | 0 | 0 | 0 | 0 | 0 | 0 | 0 | 0 | 0 | 0 | 0 | 0 | 0 | 0 | 0
|  | 2567 | 4 | 407 | 23 | 107 | 17 | 2 | 16 | 4.13 | 2.46 | 26 | 100235 | 3.055 | 0 | -147.3949 | 0.2 | 0 | 0 | 0 | 0 | 0 | 0 | 0 | 0 | 0 | 0 | 0 | 0 | 0 | 0 | 0 | 0 | 0 | 0
|  | 2568 | 4 | 408 | 24 | 107 | 17 | 2 | 16 | 3.63 | 2.52 | 27 | 100228 | 3.125 | 0 | -163.4109 | 0.2 | 0 | 0 | 0 | 0 | 0 | 0 | 0 | 0 | 0 | 0 | 0 | 0 | 0 | 0 | 0 | 0 | 0 | 0
|  | 2569 | 4 | 409 | 1 | 108 | 18 | 3 | 16 | 3.12 | 2.58 | 28 | 100221 | 3.184 | 0 | 179.4632 | 0.2 | 0 | 0 | 0 | 0 | 0 | 0 | 0 | 0 | 0 | 0 | 0 | 0 | 0 | 0 | 0 | 0 | 0 | 0
|  | 2570 | 4 | 410 | 2 | 108 | 18 | 3 | 16 | 2.81 | 2.15 | 36 | 100176 | 3.205 | 0 | 162.5176 | 0.2 | 0 | 0 | 0 | 0 | 0 | 0 | 0 | 0 | 0 | 0 | 0 | 0 | 0 | 0 | 0 | 0 | 0 | 0
|  | 2571 | 4 | 411 | 3 | 108 | 18 | 3 | 16 | 2.5 | 1.71 | 45 | 100130 | 3.223 | 0 | 146.6484 | 0.2 | 0 | 0 | 0 | 0 | 0 | 0 | 0 | 0 | 0 | 0 | 0 | 0 | 0 | 0 | 0 | 0 | 0 | 0
|  | 2572 | 4 | 412 | 4 | 108 | 18 | 3 | 16 | 2.19 | 1.28 | 53 | 100084 | 3.238 | 0 | 132.3582 | 0.2 | 0 | 0 | 0 | 0 | 0 | 0 | 0 | 0 | 0 | 0 | 0 | 0 | 0 | 0 | 0 | 0 | 0 | 0
|  | 2573 | 4 | 413 | 5 | 108 | 18 | 3 | 16 | 2.37 | 0.99 | 59 | 100035 | 3.359 | 0 | 119.5712 | 0.2 | 0 | 0 | 0 | 0 | 0 | 0 | 0 | 0 | 0 | 0 | 0 | 0 | 0 | 0 | 0 | 0 | 0 | 0
|  | 2574 | 4 | 414 | 6 | 108 | 18 | 3 | 16 | 2.56 | 0.69 | 65 | 99985 | 3.485 | 0 | 107.8766 | 0.2 | 0 | 0 | 0 | 0 | 0 | 0 | 0 | 0 | 0 | 0 | 0 | 0 | 0 | 0 | 0 | 0 | 0 | 0
|  | 2575 | 4 | 415 | 7 | 108 | 18 | 3 | 16 | 2.74 | 0.4 | 72 | 99936 | 3.611 | 8.254 | 96.7256 | 0.2 | 41.6976 | 21.399 | 193.5295 | 21.399 | 21.399 | 21.399 | 21.399 | 21.399 | 54.9986 | 22.8664 | 162.3599 | 22.8664 | 26.2919 | 22.8664 | 22.8664 | 22.8664 | 44.2815 | 19.1385
|  | 2576 | 4 | 416 | 8 | 108 | 18 | 3 | 16 | 4.54 | 0.5 | 82 | 99874 | 3.556 | 18.1588 | 85.4935 | 0.2 | 71.2302 | 71.2302 | 575.6395 | 71.2302 | 110.9856 | 71.2302 | 71.2302 | 71.2302 | 161.4238 | 72.1888 | 546.2063 | 72.1888 | 217.6463 | 72.1888 | 72.1888 | 72.1888 | 228.5274 | 62.5747
|  | 2577 | 4 | 417 | 9 | 108 | 18 | 3 | 16 | 6.34 | 0.59 | 93 | 99812 | 3.411 | 27.8996 | 73.4447 | 0.2 | 96.9883 | 96.9883 | 748.3844 | 96.9883 | 290.6244 | 96.9883 | 96.9883 | 96.9883 | 201.6908 | 84.1904 | 799.2187 | 84.1904 | 475.5335 | 84.1904 | 84.1904 | 84.1904 | 426.3449 | 66.5382
|  | 2578 | 4 | 418 | 10 | 108 | 18 | 3 | 16 | 8.14 | 0.69 | 104 | 99750 | 3.158 | 36.9938 | 59.6546 | 0.2 | 117.1328 | 117.1328 | 715.8515 | 117.1328 | 467.6322 | 117.1328 | 117.1328 | 117.1328 | 212.2102 | 90.4644 | 883.4087 | 90.4644 | 707.8911 | 90.4644 | 90.4644 | 90.4644 | 586.5427 | 63.8689
|  | 2579 | 4 | 419 | 11 | 108 | 18 | 3 | 16 | 9.07 | 1.64 | 146 | 99638 | 3.219 | 44.7445 | 43.006 | 0.2 | 124.8368 | 124.8368 | 585.4714 | 124.8368 | 618.7038 | 124.8368 | 124.8368 | 124.8368 | 212.4616 | 88.378 | 887.3962 | 88.378 | 910.8951 | 88.378 | 235.9605 | 88.378 | 730.036 | 60.6882
|  | 2580 | 4 | 420 | 12 | 108 | 18 | 3 | 16 | 9.99 | 2.58 | 189 | 99527 | 3.271 | 50.14 | 22.6291 | 0.2 | 140.8322 | 140.8322 | 372.4991 | 140.8322 | 696.5791 | 140.8322 | 140.8322 | 140.8322 | 214.1898 | 97.2487 | 770.9754 | 97.2487 | 1000.1345 | 97.2487 | 443.349 | 97.2487 | 781.1715 | 60.045
|  | 2581 | 4 | 421 | 13 | 108 | 18 | 3 | 16 | 10.92 | 3.53 | 232 | 99415 | 3.317 | 52.0352 | -0.74965 | 0.2 | 162.0259 | 162.0259 | 162.0259 | 162.0259 | 671.4228 | 162.0259 | 168.6912 | 162.0259 | 240.2869 | 138.8292 | 595.7718 | 138.8292 | 960.6828 | 138.8292 | 605.1979 | 138.8292 | 764.753 | 111.8734
|  | 2582 | 4 | 422 | 14 | 108 | 18 | 3 | 16 | 11.36 | 3.9 | 229 | 99281 | 3.359 | 49.8943 | -24.0127 | 0.2 | 170.5023 | 170.5023 | 170.5023 | 170.5023 | 606.0996 | 170.5023 | 364.5581 | 170.5023 | 254.8766 | 162.538 | 425.6722 | 162.538 | 870.9042 | 162.538 | 700.1085 | 162.538 | 708.8567 | 142.673
|  | 2583 | 4 | 423 | 15 | 108 | 18 | 3 | 16 | 11.81 | 4.28 | 226 | 99147 | 3.403 | 44.3166 | -44.1521 | 0.2 | 170.1776 | 170.1776 | 170.1776 | 170.1776 | 475.5061 | 170.1776 | 466.6003 | 170.1776 | 267.9447 | 190.0299 | 274.242 | 190.0299 | 699.7443 | 190.0299 | 693.447 | 190.0299 | 605.0313 | 189.5146
|  | 2584 | 4 | 424 | 16 | 108 | 18 | 3 | 16 | 12.26 | 4.65 | 223 | 99012 | 3.445 | 36.4555 | -60.5891 | 0.2 | 137.4889 | 137.4889 | 137.4889 | 137.4889 | 450.8636 | 137.4889 | 693.3915 | 137.4889 | 237.2836 | 125.5159 | 125.5159 | 125.5159 | 680.4624 | 125.5159 | 851.9555 | 125.5159 | 575.726 | 104.2879
|  | 2585 | 4 | 425 | 17 | 108 | 18 | 3 | 16 | 11.44 | 4.06 | 229 | 98940 | 3.438 | 27.3034 | -74.2388 | 0.2 | 118.6423 | 118.6423 | 118.6423 | 118.6423 | 286.9469 | 118.6423 | 714.9587 | 118.6423 | 227.635 | 120.4746 | 120.4746 | 120.4746 | 465.6536 | 120.4746 | 768.3036 | 120.4746 | 428.5153 | 108.663
|  | 2586 | 4 | 426 | 18 | 108 | 18 | 3 | 16 | 10.62 | 3.47 | 234 | 98868 | 3.422 | 17.5397 | -86.2117 | 0.2 | 76.9795 | 76.9795 | 76.9795 | 76.9795 | 122.3072 | 76.9795 | 761.5371 | 76.9795 | 197.836 | 76.5618 | 76.5618 | 76.5618 | 261.939 | 76.5618 | 713.9429 | 76.5618 | 284.6769 | 67.8416
|  | 2587 | 4 | 427 | 19 | 108 | 18 | 3 | 16 | 9.8 | 2.88 | 240 | 98796 | 3.395 | 7.638 | -97.4187 | 0.2 | 84.6966 | 49.6003 | 49.6003 | 49.6003 | 49.6003 | 49.6003 | 319.1392 | 49.6003 | 116.7866 | 66.1949 | 66.1949 | 66.1949 | 67.1529 | 66.1949 | 282.5626 | 66.1949 | 107.6103 | 71.1591
|  | 2588 | 4 | 428 | 20 | 108 | 18 | 3 | 16 | 9.04 | 2.62 | 236 | 98783 | 3.546 | 0 | -108.5862 | 0.2 | 0 | 0 | 0 | 0 | 0 | 0 | 0 | 0 | 0 | 0 | 0 | 0 | 0 | 0 | 0 | 0 | 0 | 0
|  | 2589 | 4 | 429 | 21 | 108 | 18 | 3 | 16 | 8.28 | 2.36 | 233 | 98770 | 3.671 | 0 | -120.3338 | 0.2 | 0 | 0 | 0 | 0 | 0 | 0 | 0 | 0 | 0 | 0 | 0 | 0 | 0 | 0 | 0 | 0 | 0 | 0
|  | 2590 | 4 | 430 | 22 | 108 | 18 | 3 | 16 | 7.52 | 2.1 | 230 | 98757 | 3.774 | 0 | -133.2051 | 0.2 | 0 | 0 | 0 | 0 | 0 | 0 | 0 | 0 | 0 | 0 | 0 | 0 | 0 | 0 | 0 | 0 | 0 | 0
|  | 2591 | 4 | 431 | 23 | 108 | 18 | 3 | 16 | 7.38 | 1.99 | 227 | 98701 | 4.118 | 0 | -147.5968 | 0.2 | 0 | 0 | 0 | 0 | 0 | 0 | 0 | 0 | 0 | 0 | 0 | 0 | 0 | 0 | 0 | 0 | 0 | 0
|  | 2592 | 4 | 432 | 24 | 108 | 18 | 3 | 16 | 7.25 | 1.88 | 224 | 98645 | 4.458 | 0 | -163.5548 | 0.2 | 0 | 0 | 0 | 0 | 0 | 0 | 0 | 0 | 0 | 0 | 0 | 0 | 0 | 0 | 0 | 0 | 0 | 0
|  | 2593 | 4 | 433 | 1 | 109 | 19 | 4 | 16 | 7.12 | 1.77 | 220 | 98590 | 4.793 | 0 | 179.3999 | 0.2 | 0 | 0 | 0 | 0 | 0 | 0 | 0 | 0 | 0 | 0 | 0 | 0 | 0 | 0 | 0 | 0 | 0 | 0
|  | 2594 | 4 | 434 | 2 | 109 | 19 | 4 | 16 | 6.79 | 2.72 | 224 | 98557 | 5.019 | 0 | 162.5349 | 0.2 | 0 | 0 | 0 | 0 | 0 | 0 | 0 | 0 | 0 | 0 | 0 | 0 | 0 | 0 | 0 | 0 | 0 | 0
|  | 2595 | 4 | 435 | 3 | 109 | 19 | 4 | 16 | 6.46 | 3.67 | 227 | 98524 | 5.233 | 0 | 146.7329 | 0.2 | 0 | 0 | 0 | 0 | 0 | 0 | 0 | 0 | 0 | 0 | 0 | 0 | 0 | 0 | 0 | 0 | 0 | 0
|  | 2596 | 4 | 436 | 4 | 109 | 19 | 4 | 16 | 6.13 | 4.62 | 230 | 98491 | 5.434 | 0 | 132.4895 | 0.2 | 0 | 0 | 0 | 0 | 0 | 0 | 0 | 0 | 0 | 0 | 0 | 0 | 0 | 0 | 0 | 0 | 0 | 0
|  | 2597 | 4 | 437 | 5 | 109 | 19 | 4 | 16 | 6.42 | 4.55 | 229 | 98455 | 5.571 | 0 | 119.7325 | 0.2 | 0 | 0 | 0 | 0 | 0 | 0 | 0 | 0 | 0 | 0 | 0 | 0 | 0 | 0 | 0 | 0 | 0 | 0
|  | 2598 | 4 | 438 | 6 | 109 | 19 | 4 | 16 | 6.72 | 4.48 | 228 | 98419 | 5.714 | 0 | 108.0572 | 0.2 | 0 | 0 | 0 | 0 | 0 | 0 | 0 | 0 | 0 | 0 | 0 | 0 | 0 | 0 | 0 | 0 | 0 | 0
|  | 2599 | 4 | 439 | 7 | 109 | 19 | 4 | 16 | 7.01 | 4.41 | 228 | 98383 | 5.858 | 8.5522 | 96.9195 | 0.2 | 10.8342 | 10.8342 | 10.8342 | 10.8342 | 10.8342 | 10.8342 | 10.8342 | 10.8342 | 17.2911 | 17.2911 | 17.2911 | 17.2911 | 17.2911 | 17.2911 | 17.2911 | 17.2911 | 21 | 21
|  | 2600 | 4 | 440 | 8 | 109 | 19 | 4 | 16 | 7.64 | 4.34 | 230 | 98354 | 5.735 | 18.4563 | 85.6967 | 0.2 | 36.8158 | 36.8158 | 39.3198 | 36.8158 | 37.0042 | 36.8158 | 36.8158 | 36.8158 | 58.6321 | 58.1727 | 60.536 | 58.1727 | 58.8986 | 58.1727 | 58.1727 | 58.1727 | 71 | 70.1619
|  | 2601 | 4 | 441 | 9 | 109 | 19 | 4 | 16 | 8.26 | 4.26 | 232 | 98324 | 5.585 | 28.2035 | 73.6517 | 0.2 | 61.4579 | 61.4579 | 69.0162 | 61.4579 | 63.6751 | 61.4579 | 61.4579 | 61.4579 | 97.7939 | 96.3747 | 104.7061 | 96.3747 | 100.9293 | 96.3747 | 96.3747 | 96.3747 | 120 | 115.7759
|  | 2602 | 4 | 442 | 10 | 109 | 19 | 4 | 16 | 8.89 | 4.18 | 235 | 98295 | 5.414 | 37.3115 | 59.8521 | 0.2 | 136.7471 | 136.7471 | 554.4533 | 136.7471 | 379.3496 | 136.7471 | 136.7471 | 136.7471 | 229.3515 | 140.586 | 696.2603 | 140.586 | 572.4433 | 140.586 | 140.586 | 140.586 | 497.0993 | 128.9634
|  | 2603 | 4 | 443 | 11 | 109 | 19 | 4 | 16 | 9.75 | 4.44 | 233 | 98203 | 5.107 | 45.0814 | 43.1621 | 0.2 | 159.7937 | 159.7937 | 261.9071 | 159.7937 | 268.6777 | 159.7937 | 159.7937 | 159.7937 | 251.1282 | 222.2676 | 400.3259 | 222.2676 | 405.1134 | 222.2676 | 255.9158 | 222.2676 | 401.5144 | 251.8153
|  | 2604 | 4 | 444 | 12 | 109 | 19 | 4 | 16 | 10.62 | 4.7 | 231 | 98111 | 4.745 | 50.4927 | 22.6854 | 0.2 | 163.9754 | 163.9754 | 186.058 | 163.9754 | 216.8033 | 163.9754 | 163.9754 | 163.9754 | 258.2492 | 246.5019 | 311.2189 | 246.5019 | 332.9591 | 246.5019 | 279.9894 | 246.5019 | 360.4056 | 290.9646
|  | 2605 | 4 | 445 | 13 | 109 | 19 | 4 | 16 | 11.48 | 4.97 | 229 | 98019 | 4.316 | 52.3846 | -0.84766 | 0.2 | 74.4118 | 74.4118 | 74.4118 | 74.4118 | 77.6679 | 74.4118 | 74.4599 | 74.4118 | 116.7667 | 116.0807 | 119.035 | 116.0807 | 121.3716 | 116.0807 | 119.1032 | 116.0807 | 143 | 138.7737
|  | 2606 | 4 | 446 | 14 | 109 | 19 | 4 | 16 | 12.1 | 5 | 224 | 97928 | 4.373 | 50.2151 | -24.2477 | 0.2 | 179.5665 | 179.5665 | 179.5665 | 179.5665 | 309.9469 | 179.5665 | 238.2924 | 179.5665 | 277.5222 | 248.2902 | 328.1896 | 248.2902 | 461.9079 | 248.2902 | 411.2405 | 248.2902 | 451.7825 | 280.0619
|  | 2607 | 4 | 447 | 15 | 109 | 19 | 4 | 16 | 12.73 | 5.03 | 220 | 97836 | 4.429 | 44.5987 | -44.4529 | 0.2 | 173.6747 | 173.6747 | 173.6747 | 173.6747 | 450.1377 | 173.6747 | 444.9077 | 173.6747 | 273.721 | 199.1587 | 277.4191 | 199.1587 | 664.6986 | 199.1587 | 661.0005 | 199.1587 | 582.9036 | 200.9937
|  | 2608 | 4 | 448 | 16 | 109 | 19 | 4 | 16 | 13.36 | 5.06 | 215 | 97744 | 4.481 | 36.7054 | -60.9023 | 0.2 | 126.0422 | 126.0422 | 126.0422 | 126.0422 | 152.9955 | 126.0422 | 174.4722 | 126.0422 | 202.1498 | 191.9905 | 191.9905 | 191.9905 | 240.2674 | 191.9905 | 255.4538 | 191.9905 | 269.366 | 228.0453
|  | 2609 | 4 | 449 | 17 | 109 | 19 | 4 | 16 | 12.6 | 4.24 | 204 | 97692 | 4.388 | 27.5329 | -74.5432 | 0.2 | 111.0173 | 111.0173 | 111.0173 | 111.0173 | 299.0652 | 111.0173 | 791.0854 | 111.0173 | 229.9176 | 102.7985 | 102.7985 | 102.7985 | 495.8574 | 102.7985 | 843.7682 | 102.7985 | 454.0291 | 86.2078
|  | 2610 | 4 | 450 | 18 | 109 | 19 | 4 | 16 | 11.84 | 3.43 | 193 | 97639 | 4.293 | 17.7607 | -86.5026 | 0.2 | 86.4747 | 86.4747 | 86.4747 | 86.4747 | 103.9891 | 86.4747 | 373.0491 | 86.4747 | 165.1689 | 112.5256 | 112.5256 | 112.5256 | 189.9379 | 112.5256 | 380.1921 | 112.5256 | 212.3089 | 120.3457
|  | 2611 | 4 | 451 | 19 | 109 | 19 | 4 | 16 | 11.08 | 2.61 | 182 | 97587 | 4.196 | 7.8606 | -97.6971 | 0.2 | 63.1355 | 40.2661 | 40.2661 | 40.2661 | 40.2661 | 40.2661 | 209.4768 | 40.2661 | 87.589 | 54.7486 | 54.7486 | 54.7486 | 55.2466 | 54.7486 | 191.0678 | 54.7486 | 83.0023 | 59.4285
|  | 2612 | 4 | 452 | 20 | 109 | 19 | 4 | 16 | 10.01 | 3.01 | 180 | 97600 | 4.163 | 0 | -108.8532 | 0.2 | 0 | 0 | 0 | 0 | 0 | 0 | 0 | 0 | 0 | 0 | 0 | 0 | 0 | 0 | 0 | 0 | 0 | 0
|  | 2613 | 4 | 453 | 21 | 109 | 19 | 4 | 16 | 8.95 | 3.41 | 178 | 97613 | 4.116 | 0 | -120.5878 | 0.2 | 0 | 0 | 0 | 0 | 0 | 0 | 0 | 0 | 0 | 0 | 0 | 0 | 0 | 0 | 0 | 0 | 0 | 0
|  | 2614 | 4 | 454 | 22 | 109 | 19 | 4 | 16 | 7.88 | 3.81 | 176 | 97626 | 4.049 | 0 | -133.4385 | 0.2 | 0 | 0 | 0 | 0 | 0 | 0 | 0 | 0 | 0 | 0 | 0 | 0 | 0 | 0 | 0 | 0 | 0 | 0
|  | 2615 | 4 | 455 | 23 | 109 | 19 | 4 | 16 | 7.69 | 3.5 | 180 | 97610 | 4.242 | 0 | -147.7945 | 0.2 | 0 | 0 | 0 | 0 | 0 | 0 | 0 | 0 | 0 | 0 | 0 | 0 | 0 | 0 | 0 | 0 | 0 | 0
|  | 2616 | 4 | 456 | 24 | 109 | 19 | 4 | 16 | 7.5 | 3.19 | 184 | 97593 | 4.429 | 0 | -163.6949 | 0.2 | 0 | 0 | 0 | 0 | 0 | 0 | 0 | 0 | 0 | 0 | 0 | 0 | 0 | 0 | 0 | 0 | 0 | 0
|  | 2617 | 4 | 457 | 1 | 110 | 20 | 5 | 16 | 7.31 | 2.88 | 188 | 97577 | 4.61 | 0 | 179.3395 | 0.2 | 0 | 0 | 0 | 0 | 0 | 0 | 0 | 0 | 0 | 0 | 0 | 0 | 0 | 0 | 0 | 0 | 0 | 0
|  | 2618 | 4 | 458 | 2 | 110 | 20 | 5 | 16 | 7.12 | 3.15 | 186 | 97567 | 5.007 | 0 | 162.5538 | 0.2 | 0 | 0 | 0 | 0 | 0 | 0 | 0 | 0 | 0 | 0 | 0 | 0 | 0 | 0 | 0 | 0 | 0 | 0
|  | 2619 | 4 | 459 | 3 | 110 | 20 | 5 | 16 | 6.93 | 3.43 | 185 | 97557 | 5.392 | 0 | 146.8178 | 0.2 | 0 | 0 | 0 | 0 | 0 | 0 | 0 | 0 | 0 | 0 | 0 | 0 | 0 | 0 | 0 | 0 | 0 | 0
|  | 2620 | 4 | 460 | 4 | 110 | 20 | 5 | 16 | 6.75 | 3.7 | 183 | 97548 | 5.772 | 0 | 132.6208 | 0.2 | 0 | 0 | 0 | 0 | 0 | 0 | 0 | 0 | 0 | 0 | 0 | 0 | 0 | 0 | 0 | 0 | 0 | 0
|  | 2621 | 4 | 461 | 5 | 110 | 20 | 5 | 16 | 7.03 | 3.83 | 190 | 97564 | 5.951 | 0 | 119.8936 | 0.2 | 0 | 0 | 0 | 0 | 0 | 0 | 0 | 0 | 0 | 0 | 0 | 0 | 0 | 0 | 0 | 0 | 0 | 0
|  | 2622 | 4 | 462 | 6 | 110 | 20 | 5 | 16 | 7.32 | 3.97 | 198 | 97580 | 6.139 | 0 | 108.2375 | 0.2 | 0 | 0 | 0 | 0 | 0 | 0 | 0 | 0 | 0 | 0 | 0 | 0 | 0 | 0 | 0 | 0 | 0 | 0
|  | 2623 | 4 | 463 | 7 | 110 | 20 | 5 | 16 | 7.61 | 4.11 | 205 | 97597 | 6.332 | 8.8466 | 97.1132 | 0.2 | 49.2167 | 24.9344 | 219.5193 | 24.9344 | 24.9344 | 24.9344 | 24.9344 | 24.9344 | 65.57 | 26.8188 | 185.9922 | 26.8188 | 31.2297 | 26.8188 | 26.8188 | 26.8188 | 53.3117 | 22.7914
|  | 2624 | 4 | 464 | 8 | 110 | 20 | 5 | 16 | 8.44 | 4.47 | 212 | 97620 | 6.568 | 18.7498 | 85.9001 | 0.2 | 76.1164 | 76.1164 | 523.8684 | 76.1164 | 108.211 | 76.1164 | 76.1164 | 76.1164 | 166.103 | 81.0484 | 505.4057 | 81.0484 | 211.4915 | 81.0484 | 81.0484 | 81.0484 | 225.514 | 73.1341
|  | 2625 | 4 | 465 | 9 | 110 | 20 | 5 | 16 | 9.28 | 4.84 | 220 | 97643 | 6.81 | 28.5033 | 73.8595 | 0.2 | 108.805 | 108.805 | 533.7459 | 108.805 | 231.7834 | 108.805 | 108.805 | 108.805 | 201.1139 | 118.208 | 588.5514 | 118.208 | 375.0316 | 118.208 | 118.208 | 118.208 | 351.9217 | 111.6967
|  | 2626 | 4 | 466 | 10 | 110 | 20 | 5 | 16 | 10.11 | 5.2 | 227 | 97666 | 7.052 | 37.6251 | 60.0512 | 0.2 | 141.8725 | 141.8725 | 409.2324 | 141.8725 | 295.9143 | 141.8725 | 141.8725 | 141.8725 | 230.3718 | 171.1176 | 528.3478 | 171.1176 | 448.2198 | 171.1176 | 171.1176 | 171.1176 | 413.71 | 175.8701
|  | 2627 | 4 | 467 | 11 | 110 | 20 | 5 | 16 | 10.65 | 5.12 | 229 | 97643 | 7.07 | 45.4143 | 43.3208 | 0.2 | 160.6931 | 160.6931 | 263.1922 | 160.6931 | 269.3836 | 160.6931 | 160.6931 | 160.6931 | 253.674 | 223.3506 | 403.0077 | 223.3506 | 407.3857 | 223.3506 | 258.052 | 223.3506 | 404.5339 | 252.9595
|  | 2628 | 4 | 468 | 12 | 110 | 20 | 5 | 16 | 11.19 | 5.04 | 231 | 97620 | 7.078 | 50.8419 | 22.7446 | 0.2 | 179.5012 | 179.5012 | 238.3907 | 179.5012 | 319.974 | 179.5012 | 179.5012 | 179.5012 | 279.3276 | 246.4004 | 420.2981 | 246.4004 | 477.9862 | 246.4004 | 337.0157 | 246.4004 | 464.4642 | 277.4253
|  | 2629 | 4 | 469 | 13 | 110 | 20 | 5 | 16 | 11.73 | 4.97 | 233 | 97597 | 7.077 | 52.7309 | -0.94368 | 0.2 | 191.3253 | 191.3253 | 191.3253 | 191.3253 | 471.3957 | 191.3253 | 195.9385 | 191.3253 | 295.9169 | 233.666 | 490.6945 | 233.666 | 691.9963 | 233.666 | 497.2186 | 233.666 | 615.8853 | 247.7788
|  | 2630 | 4 | 470 | 14 | 110 | 20 | 5 | 16 | 11.76 | 4.81 | 230 | 97600 | 6.929 | 50.5331 | -24.4814 | 0.2 | 153.0499 | 153.0499 | 153.0499 | 153.0499 | 188.739 | 153.0499 | 169.3004 | 153.0499 | 240.9033 | 232.4618 | 254.6484 | 232.4618 | 291.3751 | 232.4618 | 277.63 | 232.4618 | 322.8512 | 275.2241
|  | 2631 | 4 | 471 | 15 | 110 | 20 | 5 | 16 | 11.79 | 4.66 | 228 | 97603 | 6.781 | 44.8784 | -44.752 | 0.2 | 175.4435 | 175.4435 | 175.4435 | 175.4435 | 428.4783 | 175.4435 | 426.2971 | 175.4435 | 276.9607 | 205.004 | 278.503 | 205.004 | 634.8059 | 205.004 | 633.2636 | 205.004 | 563.3607 | 208.5637
|  | 2632 | 4 | 472 | 16 | 110 | 20 | 5 | 16 | 11.83 | 4.51 | 225 | 97607 | 6.636 | 36.9532 | -61.2133 | 0.2 | 151.6777 | 151.6777 | 151.6777 | 151.6777 | 272.5839 | 151.6777 | 371.7259 | 151.6777 | 247.5505 | 199.4869 | 199.4869 | 199.4869 | 418.5377 | 199.4869 | 488.6416 | 199.4869 | 407.0703 | 218.1919
|  | 2633 | 4 | 473 | 17 | 110 | 20 | 5 | 16 | 11.05 | 3.53 | 229 | 97629 | 6.619 | 27.7609 | -74.8448 | 0.2 | 107.0938 | 107.0938 | 107.0938 | 107.0938 | 139.0134 | 107.0938 | 224.9414 | 107.0938 | 177.5174 | 154.6448 | 154.6448 | 154.6448 | 222.6586 | 154.6448 | 283.4189 | 154.6448 | 242.1641 | 177.8978
|  | 2634 | 4 | 474 | 18 | 110 | 20 | 5 | 16 | 10.26 | 2.55 | 233 | 97652 | 6.58 | 17.9804 | -86.7905 | 0.2 | 92.2183 | 92.2183 | 92.2183 | 92.2183 | 120.918 | 92.2183 | 604.0285 | 92.2183 | 203.7126 | 106.3688 | 106.3688 | 106.3688 | 244.3002 | 106.3688 | 585.9109 | 106.3688 | 271.1486 | 104.784
|  | 2635 | 4 | 475 | 19 | 110 | 20 | 5 | 16 | 9.48 | 1.57 | 237 | 97675 | 6.53 | 8.0823 | -97.9722 | 0.2 | 76.1571 | 45.4401 | 45.4401 | 45.4401 | 45.4401 | 45.4401 | 264.7749 | 45.4401 | 104.6366 | 60.6775 | 60.6775 | 60.6775 | 61.1962 | 60.6775 | 238.0096 | 60.6775 | 96.5413 | 65.0907
|  | 2636 | 4 | 476 | 20 | 110 | 20 | 5 | 16 | 8.94 | 1.66 | 237 | 97724 | 6.463 | 0 | -109.1167 | 0.2 | 0 | 0 | 0 | 0 | 0 | 0 | 0 | 0 | 0 | 0 | 0 | 0 | 0 | 0 | 0 | 0 | 0 | 0
|  | 2637 | 4 | 477 | 21 | 110 | 20 | 5 | 16 | 8.41 | 1.74 | 237 | 97774 | 6.396 | 0 | -120.8378 | 0.2 | 0 | 0 | 0 | 0 | 0 | 0 | 0 | 0 | 0 | 0 | 0 | 0 | 0 | 0 | 0 | 0 | 0 | 0
|  | 2638 | 4 | 478 | 22 | 110 | 20 | 5 | 16 | 7.87 | 1.82 | 237 | 97823 | 6.321 | 0 | -133.6677 | 0.2 | 0 | 0 | 0 | 0 | 0 | 0 | 0 | 0 | 0 | 0 | 0 | 0 | 0 | 0 | 0 | 0 | 0 | 0
|  | 2639 | 4 | 479 | 23 | 110 | 20 | 5 | 16 | 7.86 | 1.78 | 241 | 97839 | 6.341 | 0 | -147.9878 | 0.2 | 0 | 0 | 0 | 0 | 0 | 0 | 0 | 0 | 0 | 0 | 0 | 0 | 0 | 0 | 0 | 0 | 0 | 0
|  | 2640 | 4 | 480 | 24 | 110 | 20 | 5 | 16 | 7.86 | 1.74 | 246 | 97856 | 6.366 | 0 | -163.831 | 0.2 | 0 | 0 | 0 | 0 | 0 | 0 | 0 | 0 | 0 | 0 | 0 | 0 | 0 | 0 | 0 | 0 | 0 | 0
|  | 2641 | 4 | 481 | 1 | 111 | 21 | 6 | 16 | 7.86 | 1.7 | 250 | 97872 | 6.391 | 0 | 179.2821 | 0.2 | 0 | 0 | 0 | 0 | 0 | 0 | 0 | 0 | 0 | 0 | 0 | 0 | 0 | 0 | 0 | 0 | 0 | 0
|  | 2642 | 4 | 482 | 2 | 111 | 21 | 6 | 16 | 7.03 | 1.9 | 240 | 97911 | 6.031 | 0 | 162.5743 | 0.2 | 0 | 0 | 0 | 0 | 0 | 0 | 0 | 0 | 0 | 0 | 0 | 0 | 0 | 0 | 0 | 0 | 0 | 0
|  | 2643 | 4 | 483 | 3 | 111 | 21 | 6 | 16 | 6.19 | 2.1 | 231 | 97951 | 5.685 | 0 | 146.9033 | 0.2 | 0 | 0 | 0 | 0 | 0 | 0 | 0 | 0 | 0 | 0 | 0 | 0 | 0 | 0 | 0 | 0 | 0 | 0
|  | 2644 | 4 | 484 | 4 | 111 | 21 | 6 | 16 | 5.36 | 2.3 | 221 | 97990 | 5.36 | 0 | 132.7519 | 0.2 | 0 | 0 | 0 | 0 | 0 | 0 | 0 | 0 | 0 | 0 | 0 | 0 | 0 | 0 | 0 | 0 | 0 | 0
|  | 2645 | 4 | 485 | 5 | 111 | 21 | 6 | 16 | 5.88 | 2.54 | 225 | 98036 | 5.558 | 0 | 120.0542 | 0.2 | 0 | 0 | 0 | 0 | 0 | 0 | 0 | 0 | 0 | 0 | 0 | 0 | 0 | 0 | 0 | 0 | 0 | 0
|  | 2646 | 4 | 486 | 6 | 111 | 21 | 6 | 16 | 6.4 | 2.78 | 229 | 98082 | 5.763 | 0 | 108.4174 | 0.2 | 0 | 0 | 0 | 0 | 0 | 0 | 0 | 0 | 0 | 0 | 0 | 0 | 0 | 0 | 0 | 0 | 0 | 0
|  | 2647 | 4 | 487 | 7 | 111 | 21 | 6 | 16 | 6.92 | 3.02 | 234 | 98128 | 5.975 | 9.1371 | 97.3067 | 0.2 | 46.4811 | 25.6921 | 187.8241 | 25.6921 | 25.6921 | 25.6921 | 25.6921 | 25.6921 | 61.4722 | 28.1819 | 161.4168 | 28.1819 | 32.0722 | 28.1819 | 28.1819 | 28.1819 | 50.5042 | 24.2135
|  | 2648 | 4 | 488 | 8 | 111 | 21 | 6 | 16 | 7.69 | 3.14 | 239 | 98147 | 6.198 | 19.0394 | 86.1037 | 0.2 | 18.6702 | 18.6702 | 18.6702 | 18.6702 | 18.6702 | 18.6702 | 18.6702 | 18.6702 | 29.7107 | 29.7107 | 29.7107 | 29.7107 | 29.7107 | 29.7107 | 29.7107 | 29.7107 | 36 | 36
|  | 2649 | 4 | 489 | 9 | 111 | 21 | 6 | 16 | 8.47 | 3.27 | 244 | 98167 | 6.431 | 28.7991 | 74.0681 | 0.2 | 69.1115 | 69.1115 | 82.5371 | 69.1115 | 72.9439 | 69.1115 | 69.1115 | 69.1115 | 110.6236 | 107.9063 | 122.8269 | 107.9063 | 116.0436 | 107.9063 | 107.9063 | 107.9063 | 137.108 | 129.4327
|  | 2650 | 4 | 490 | 10 | 111 | 21 | 6 | 16 | 9.24 | 3.39 | 249 | 98187 | 6.664 | 37.9346 | 60.252 | 0.2 | 86.1679 | 86.1679 | 96.7088 | 86.1679 | 92.1921 | 86.1679 | 86.1679 | 86.1679 | 136.5884 | 134.1566 | 148.3018 | 134.1566 | 145.1079 | 134.1566 | 134.1566 | 134.1566 | 170 | 160.5367
|  | 2651 | 4 | 491 | 11 | 111 | 21 | 6 | 16 | 9.55 | 3.51 | 249 | 98187 | 6.462 | 45.7433 | 43.482 | 0.2 | 163.1025 | 163.1025 | 302.022 | 163.1025 | 309.5852 | 163.1025 | 163.1025 | 163.1025 | 255.2901 | 212.3649 | 457.1 | 212.3649 | 462.448 | 212.3649 | 260.638 | 212.3649 | 437.4999 | 230.3117
|  | 2652 | 4 | 492 | 12 | 111 | 21 | 6 | 16 | 9.87 | 3.62 | 249 | 98187 | 6.254 | 51.1875 | 22.8067 | 0.2 | 150.7168 | 150.7168 | 165.0191 | 150.7168 | 184.7295 | 150.7168 | 150.7168 | 150.7168 | 237.4573 | 229.0724 | 271.6211 | 229.0724 | 285.5584 | 229.0724 | 251.3946 | 229.0724 | 317.1427 | 271.272
|  | 2653 | 4 | 493 | 13 | 111 | 21 | 6 | 16 | 10.18 | 3.74 | 248 | 98187 | 6.029 | 53.0741 | -1.0375 | 0.2 | 140.6383 | 140.6383 | 140.6383 | 140.6383 | 728.6546 | 140.6383 | 151.2874 | 140.6383 | 227.5671 | 90.0078 | 635.8274 | 90.0078 | 1059.1478 | 90.0078 | 650.8875 | 90.0078 | 832.6571 | 50.1026
|  | 2654 | 4 | 494 | 14 | 111 | 21 | 6 | 16 | 10.6 | 3.94 | 247 | 98216 | 6.168 | 50.8483 | -24.7136 | 0.2 | 155.2956 | 155.2956 | 155.2956 | 155.2956 | 192.2912 | 155.2956 | 172.3224 | 155.2956 | 244.806 | 235.5959 | 258.9261 | 235.5959 | 297.1257 | 235.5959 | 283.0056 | 235.5959 | 328.8327 | 278.812
|  | 2655 | 4 | 495 | 15 | 111 | 21 | 6 | 16 | 11.02 | 4.14 | 245 | 98246 | 6.309 | 45.1556 | -45.0491 | 0.2 | 102.3391 | 102.3391 | 102.3391 | 102.3391 | 111.9994 | 102.3391 | 112.016 | 102.3391 | 161.4725 | 158.5821 | 161.4608 | 158.5821 | 175.1343 | 158.5821 | 175.146 | 158.5821 | 203 | 189.252
|  | 2656 | 4 | 496 | 16 | 111 | 21 | 6 | 16 | 11.44 | 4.34 | 244 | 98275 | 6.453 | 37.199 | -61.5217 | 0.2 | 65.2865 | 65.2865 | 65.2865 | 65.2865 | 67.2897 | 65.2865 | 68.9793 | 65.2865 | 103.1894 | 102.3511 | 102.3511 | 102.3511 | 106.0223 | 102.3511 | 107.217 | 102.3511 | 126 | 122.8113
|  | 2657 | 4 | 497 | 17 | 111 | 21 | 6 | 16 | 10.83 | 3.64 | 242 | 98301 | 6.172 | 27.9873 | -75.1435 | 0.2 | 127.1773 | 127.1773 | 127.1773 | 127.1773 | 210.7887 | 127.1773 | 442.3748 | 127.1773 | 223.5913 | 160.1742 | 160.1742 | 160.1742 | 341.8357 | 160.1742 | 505.5917 | 160.1742 | 342.1324 | 168.8356
|  | 2658 | 4 | 498 | 18 | 111 | 21 | 6 | 16 | 10.23 | 2.93 | 240 | 98327 | 5.906 | 18.1989 | -87.0752 | 0.2 | 91.9127 | 91.9127 | 91.9127 | 91.9127 | 109.7977 | 91.9127 | 441.9673 | 91.9127 | 184.5557 | 115.7191 | 115.7191 | 115.7191 | 209.849 | 115.7191 | 444.7284 | 115.7191 | 236.2613 | 121.0265
|  | 2659 | 4 | 499 | 19 | 111 | 21 | 6 | 16 | 9.62 | 2.22 | 237 | 98354 | 5.647 | 8.3029 | -98.2439 | 0.2 | 116.1147 | 43.2081 | 43.2081 | 43.2081 | 43.2081 | 43.2081 | 546.415 | 43.2081 | 155.6383 | 51.6165 | 51.6165 | 51.6165 | 52.5328 | 51.6165 | 459.9065 | 51.6165 | 126.8374 | 52.635
|  | 2660 | 4 | 500 | 20 | 111 | 21 | 6 | 16 | 8.89 | 2.6 | 230 | 98409 | 5.391 | 0 | -109.3764 | 0.2 | 0 | 0 | 0 | 0 | 0 | 0 | 0 | 0 | 0 | 0 | 0 | 0 | 0 | 0 | 0 | 0 | 0 | 0
|  | 2661 | 4 | 501 | 21 | 111 | 21 | 6 | 16 | 8.17 | 2.97 | 222 | 98465 | 5.148 | 0 | -121.0838 | 0.2 | 0 | 0 | 0 | 0 | 0 | 0 | 0 | 0 | 0 | 0 | 0 | 0 | 0 | 0 | 0 | 0 | 0 | 0
|  | 2662 | 4 | 502 | 22 | 111 | 21 | 6 | 16 | 7.44 | 3.35 | 214 | 98521 | 4.912 | 0 | -133.8926 | 0.2 | 0 | 0 | 0 | 0 | 0 | 0 | 0 | 0 | 0 | 0 | 0 | 0 | 0 | 0 | 0 | 0 | 0 | 0
|  | 2663 | 4 | 503 | 23 | 111 | 21 | 6 | 16 | 7.29 | 3.6 | 211 | 98517 | 4.865 | 0 | -148.1767 | 0.2 | 0 | 0 | 0 | 0 | 0 | 0 | 0 | 0 | 0 | 0 | 0 | 0 | 0 | 0 | 0 | 0 | 0 | 0
|  | 2664 | 4 | 504 | 24 | 111 | 21 | 6 | 16 | 7.15 | 3.85 | 208 | 98514 | 4.821 | 0 | -163.9631 | 0.2 | 0 | 0 | 0 | 0 | 0 | 0 | 0 | 0 | 0 | 0 | 0 | 0 | 0 | 0 | 0 | 0 | 0 | 0
|  | 2665 | 4 | 505 | 1 | 112 | 22 | 7 | 16 | 7.01 | 4.1 | 205 | 98511 | 4.778 | 0 | 179.2275 | 0.2 | 0 | 0 | 0 | 0 | 0 | 0 | 0 | 0 | 0 | 0 | 0 | 0 | 0 | 0 | 0 | 0 | 0 | 0
|  | 2666 | 4 | 506 | 2 | 112 | 22 | 7 | 16 | 6.86 | 4.23 | 207 | 98524 | 4.968 | 0 | 162.5964 | 0.2 | 0 | 0 | 0 | 0 | 0 | 0 | 0 | 0 | 0 | 0 | 0 | 0 | 0 | 0 | 0 | 0 | 0 | 0
|  | 2667 | 4 | 507 | 3 | 112 | 22 | 7 | 16 | 6.71 | 4.36 | 209 | 98537 | 5.153 | 0 | 146.9893 | 0.2 | 0 | 0 | 0 | 0 | 0 | 0 | 0 | 0 | 0 | 0 | 0 | 0 | 0 | 0 | 0 | 0 | 0 | 0
|  | 2668 | 4 | 508 | 4 | 112 | 22 | 7 | 16 | 6.56 | 4.5 | 210 | 98550 | 5.334 | 0 | 132.883 | 0.2 | 0 | 0 | 0 | 0 | 0 | 0 | 0 | 0 | 0 | 0 | 0 | 0 | 0 | 0 | 0 | 0 | 0 | 0
|  | 2669 | 4 | 509 | 5 | 112 | 22 | 7 | 16 | 6.95 | 4.76 | 213 | 98567 | 5.533 | 0 | 120.2146 | 0.2 | 0 | 0 | 0 | 0 | 0 | 0 | 0 | 0 | 0 | 0 | 0 | 0 | 0 | 0 | 0 | 0 | 0 | 0
|  | 2670 | 4 | 510 | 6 | 112 | 22 | 7 | 16 | 7.34 | 5.02 | 217 | 98583 | 5.738 | 0 | 108.597 | 0.2 | 0 | 0 | 0 | 0 | 0 | 0 | 0 | 0 | 0 | 0 | 0 | 0 | 0 | 0 | 0 | 0 | 0 | 0
|  | 2671 | 4 | 511 | 7 | 112 | 22 | 7 | 16 | 7.73 | 5.28 | 220 | 98599 | 5.95 | 9.4237 | 97.5001 | 0.2 | 6.6708 | 6.6708 | 6.6708 | 6.6708 | 6.6708 | 6.6708 | 6.6708 | 6.6708 | 10.6785 | 10.6785 | 10.6785 | 10.6785 | 10.6785 | 10.6785 | 10.6785 | 10.6785 | 13 | 13
|  | 2672 | 4 | 512 | 8 | 112 | 22 | 7 | 16 | 8.33 | 5.69 | 224 | 98629 | 6.161 | 19.3249 | 86.3075 | 0.2 | 49.7321 | 49.7321 | 84.4467 | 49.7321 | 51.9724 | 49.7321 | 49.7321 | 49.7321 | 81.7617 | 74.7197 | 107.8928 | 74.7197 | 84.93 | 74.7197 | 74.7197 | 74.7197 | 99.5541 | 87.355
|  | 2673 | 4 | 513 | 9 | 112 | 22 | 7 | 16 | 8.94 | 6.09 | 227 | 98658 | 6.384 | 29.0906 | 74.2774 | 0.2 | 104.382 | 104.382 | 726.3455 | 104.382 | 279.4731 | 104.382 | 104.382 | 104.382 | 223.4769 | 93.0817 | 787.0794 | 93.0817 | 471.0929 | 93.0817 | 93.0817 | 93.0817 | 433.9959 | 74.4984
|  | 2674 | 4 | 514 | 10 | 112 | 22 | 7 | 16 | 9.54 | 6.5 | 231 | 98688 | 6.608 | 38.2399 | 60.4543 | 0.2 | 129.2424 | 129.2424 | 228.4294 | 129.2424 | 185.4642 | 129.2424 | 129.2424 | 129.2424 | 208.2919 | 184.5146 | 318.1825 | 184.5146 | 287.8015 | 184.5146 | 184.5146 | 184.5146 | 301.0398 | 211.1919
|  | 2675 | 4 | 515 | 11 | 112 | 22 | 7 | 16 | 10.28 | 6.61 | 231 | 98668 | 6.895 | 46.0682 | 43.6459 | 0.2 | 140.0809 | 140.0809 | 169.911 | 140.0809 | 171.3554 | 140.0809 | 140.0809 | 140.0809 | 222.6235 | 213.0158 | 265.831 | 213.0158 | 266.8523 | 213.0158 | 223.6449 | 213.0158 | 297.429 | 252.5671
|  | 2676 | 4 | 516 | 12 | 112 | 22 | 7 | 16 | 11.03 | 6.72 | 231 | 98649 | 7.197 | 51.5294 | 22.8719 | 0.2 | 77.7952 | 77.7952 | 79.3499 | 77.7952 | 81.4807 | 77.7952 | 77.7952 | 77.7952 | 122.2329 | 121.2793 | 125.9382 | 121.2793 | 127.4449 | 121.2793 | 123.7396 | 121.2793 | 150 | 144.966
|  | 2677 | 4 | 517 | 13 | 112 | 22 | 7 | 16 | 11.77 | 6.83 | 232 | 98629 | 7.505 | 53.414 | -1.129 | 0.2 | 190.265 | 190.265 | 190.265 | 190.265 | 415.2068 | 190.265 | 194.6982 | 190.265 | 295.023 | 239.7585 | 450.9462 | 239.7585 | 613.1387 | 239.7585 | 457.2156 | 239.7585 | 559.9249 | 256.8272
|  | 2678 | 4 | 518 | 14 | 112 | 22 | 7 | 16 | 12.11 | 6.26 | 233 | 98590 | 7.708 | 51.1605 | -24.944 | 0.2 | 181.6025 | 181.6025 | 181.6025 | 181.6025 | 541.8808 | 181.6025 | 349.1749 | 181.6025 | 290.1339 | 195.9333 | 426.3975 | 195.9333 | 799.6443 | 195.9333 | 663.3807 | 195.9333 | 685.3131 | 191.8151
|  | 2679 | 4 | 519 | 15 | 112 | 22 | 7 | 16 | 12.45 | 5.69 | 234 | 98550 | 7.916 | 45.4303 | -45.3442 | 0.2 | 162.7307 | 162.7307 | 162.7307 | 162.7307 | 252.486 | 162.7307 | 253.5709 | 162.7307 | 257.0665 | 228.867 | 256.2993 | 228.867 | 383.9995 | 228.867 | 384.7667 | 228.867 | 389.5006 | 259.8653
|  | 2680 | 4 | 520 | 16 | 112 | 22 | 7 | 16 | 12.79 | 5.12 | 234 | 98511 | 8.13 | 37.4427 | -61.8274 | 0.2 | 91.5788 | 91.5788 | 91.5788 | 91.5788 | 98.8852 | 91.5788 | 105.2209 | 91.5788 | 145.5052 | 142.2922 | 142.2922 | 142.2922 | 155.838 | 142.2922 | 160.318 | 142.2922 | 182 | 170.1498
|  | 2681 | 4 | 521 | 17 | 112 | 22 | 7 | 16 | 11.99 | 4.5 | 234 | 98514 | 7.906 | 28.212 | -75.4391 | 0.2 | 102.824 | 102.824 | 102.824 | 102.824 | 127.2928 | 102.824 | 197.025 | 102.824 | 169.379 | 149.7611 | 149.7611 | 149.7611 | 203.9831 | 149.7611 | 253.2912 | 149.7611 | 224.9558 | 172.7431
|  | 2682 | 4 | 522 | 18 | 112 | 22 | 7 | 16 | 11.18 | 3.88 | 235 | 98517 | 7.675 | 18.4161 | -87.3565 | 0.2 | 17.0962 | 17.0962 | 17.0962 | 17.0962 | 17.0962 | 17.0962 | 17.0962 | 17.0962 | 27.222 | 27.222 | 27.222 | 27.222 | 27.222 | 27.222 | 27.222 | 27.222 | 33 | 33
|  | 2683 | 4 | 523 | 19 | 112 | 22 | 7 | 16 | 10.38 | 3.26 | 235 | 98521 | 7.45 | 8.5224 | -98.512 | 0.2 | 11.3582 | 11.3582 | 11.3582 | 11.3582 | 11.3582 | 11.3582 | 11.3582 | 11.3582 | 18.1202 | 18.1202 | 18.1202 | 18.1202 | 18.1202 | 18.1202 | 18.1202 | 18.1202 | 22 | 22
|  | 2684 | 4 | 524 | 20 | 112 | 22 | 7 | 16 | 9.56 | 3.31 | 240 | 98596 | 7.073 | 0 | -109.6323 | 0.2 | 0 | 0 | 0 | 0 | 0 | 0 | 0 | 0 | 0 | 0 | 0 | 0 | 0 | 0 | 0 | 0 | 0 | 0
|  | 2685 | 4 | 525 | 21 | 112 | 22 | 7 | 16 | 8.75 | 3.37 | 246 | 98671 | 6.718 | 0 | -121.3256 | 0.2 | 0 | 0 | 0 | 0 | 0 | 0 | 0 | 0 | 0 | 0 | 0 | 0 | 0 | 0 | 0 | 0 | 0 | 0
|  | 2686 | 4 | 526 | 22 | 112 | 22 | 7 | 16 | 7.93 | 3.43 | 251 | 98747 | 6.374 | 0 | -134.113 | 0.2 | 0 | 0 | 0 | 0 | 0 | 0 | 0 | 0 | 0 | 0 | 0 | 0 | 0 | 0 | 0 | 0 | 0 | 0
|  | 2687 | 4 | 527 | 23 | 112 | 22 | 7 | 16 | 7.73 | 3.49 | 251 | 98799 | 6.312 | 0 | -148.3612 | 0.2 | 0 | 0 | 0 | 0 | 0 | 0 | 0 | 0 | 0 | 0 | 0 | 0 | 0 | 0 | 0 | 0 | 0 | 0
|  | 2688 | 4 | 528 | 24 | 112 | 22 | 7 | 16 | 7.54 | 3.54 | 251 | 98852 | 6.256 | 0 | -164.0913 | 0.2 | 0 | 0 | 0 | 0 | 0 | 0 | 0 | 0 | 0 | 0 | 0 | 0 | 0 | 0 | 0 | 0 | 0 | 0
|  | 2689 | 4 | 529 | 1 | 113 | 23 | 1 | 17 | 7.35 | 3.59 | 251 | 98904 | 6.199 | 0 | 179.176 | 0.2 | 0 | 0 | 0 | 0 | 0 | 0 | 0 | 0 | 0 | 0 | 0 | 0 | 0 | 0 | 0 | 0 | 0 | 0
|  | 2690 | 4 | 530 | 2 | 113 | 23 | 1 | 17 | 6.75 | 3.49 | 246 | 98983 | 5.885 | 0 | 162.6202 | 0.2 | 0 | 0 | 0 | 0 | 0 | 0 | 0 | 0 | 0 | 0 | 0 | 0 | 0 | 0 | 0 | 0 | 0 | 0
|  | 2691 | 4 | 531 | 3 | 113 | 23 | 1 | 17 | 6.14 | 3.38 | 242 | 99061 | 5.581 | 0 | 147.0758 | 0.2 | 0 | 0 | 0 | 0 | 0 | 0 | 0 | 0 | 0 | 0 | 0 | 0 | 0 | 0 | 0 | 0 | 0 | 0
|  | 2692 | 4 | 532 | 4 | 113 | 23 | 1 | 17 | 5.54 | 3.28 | 237 | 99140 | 5.295 | 0 | 133.014 | 0.2 | 0 | 0 | 0 | 0 | 0 | 0 | 0 | 0 | 0 | 0 | 0 | 0 | 0 | 0 | 0 | 0 | 0 | 0
|  | 2693 | 4 | 533 | 5 | 113 | 23 | 1 | 17 | 5.8 | 3.33 | 238 | 99156 | 5.424 | 0 | 120.3746 | 0.2 | 0 | 0 | 0 | 0 | 0 | 0 | 0 | 0 | 0 | 0 | 0 | 0 | 0 | 0 | 0 | 0 | 0 | 0
|  | 2694 | 4 | 534 | 6 | 113 | 23 | 1 | 17 | 6.06 | 3.38 | 240 | 99173 | 5.556 | 0.061374 | 108.7763 | 0.2 | 0 | 0 | 0 | 0 | 0 | 0 | 0 | 0 | 0 | 0 | 0 | 0 | 0 | 0 | 0 | 0 | 0 | 0
|  | 2695 | 4 | 535 | 7 | 113 | 23 | 1 | 17 | 6.32 | 3.43 | 241 | 99189 | 5.691 | 9.7062 | 97.6934 | 0.2 | 4.6072 | 4.6072 | 4.6072 | 4.6072 | 4.6072 | 4.6072 | 4.6072 | 4.6072 | 7.385 | 7.385 | 7.385 | 7.385 | 7.385 | 7.385 | 7.385 | 7.385 | 9 | 9
|  | 2696 | 4 | 536 | 8 | 113 | 23 | 1 | 17 | 7.03 | 3.73 | 242 | 99219 | 5.951 | 19.6062 | 86.5114 | 0.2 | 14.4875 | 14.4875 | 14.4875 | 14.4875 | 14.4875 | 14.4875 | 14.4875 | 14.4875 | 23.0844 | 23.0844 | 23.0844 | 23.0844 | 23.0844 | 23.0844 | 23.0844 | 23.0844 | 28 | 28
|  | 2697 | 4 | 537 | 9 | 113 | 23 | 1 | 17 | 7.75 | 4.03 | 243 | 99248 | 6.225 | 29.3778 | 74.4874 | 0.2 | 90.4481 | 90.4481 | 162.1923 | 90.4481 | 110.3615 | 90.4481 | 90.4481 | 90.4481 | 148.0988 | 132.5405 | 212.9105 | 132.5405 | 176.2606 | 132.5405 | 132.5405 | 132.5405 | 195.26 | 153.3439
|  | 2698 | 4 | 538 | 10 | 113 | 23 | 1 | 17 | 8.46 | 4.33 | 243 | 99278 | 6.505 | 38.5408 | 60.6583 | 0.2 | 138.0394 | 138.0394 | 613.3748 | 138.0394 | 405.2407 | 138.0394 | 138.0394 | 138.0394 | 248.4724 | 130.2618 | 773.5251 | 130.2618 | 626.352 | 130.2618 | 130.2618 | 130.2618 | 544.8168 | 110.4406
|  | 2699 | 4 | 539 | 11 | 113 | 23 | 1 | 17 | 8.94 | 4.89 | 244 | 99261 | 6.6 | 46.3888 | 43.8124 | 0.2 | 157.3445 | 157.3445 | 492.9636 | 157.3445 | 507.1729 | 157.3445 | 157.3445 | 157.3445 | 263.3229 | 150.8565 | 748.0074 | 150.8565 | 758.0549 | 150.8565 | 273.3703 | 150.8565 | 641.1921 | 132.3123
|  | 2700 | 4 | 540 | 12 | 113 | 23 | 1 | 17 | 9.42 | 5.45 | 245 | 99245 | 6.693 | 51.8675 | 22.9403 | 0.2 | 60.9929 | 60.9929 | 61.5184 | 60.9929 | 62.2344 | 60.9929 | 60.9929 | 60.9929 | 95.8014 | 95.4649 | 97.0509 | 95.4649 | 97.5572 | 95.4649 | 96.3077 | 95.4649 | 116 | 114.2826
|  | 2701 | 4 | 541 | 13 | 113 | 23 | 1 | 17 | 9.9 | 6.01 | 246 | 99229 | 6.783 | 53.7506 | -1.218 | 0.2 | 176.8418 | 176.8418 | 176.8418 | 176.8418 | 235.6396 | 176.8418 | 178.092 | 176.8418 | 279.8372 | 264.6965 | 320.5295 | 264.6965 | 362.9898 | 264.6965 | 322.2975 | 264.6965 | 391.9838 | 311.774
|  | 2702 | 4 | 542 | 14 | 113 | 23 | 1 | 17 | 10.35 | 5.68 | 247 | 99232 | 6.342 | 51.4699 | -25.1725 | 0.2 | 185.7093 | 185.7093 | 185.7093 | 185.7093 | 504.6462 | 185.7093 | 335.603 | 185.7093 | 295.3501 | 207.9386 | 414.8817 | 207.9386 | 746.395 | 207.9386 | 626.8634 | 207.9386 | 649.6159 | 207.0605
|  | 2703 | 4 | 543 | 15 | 113 | 23 | 1 | 17 | 10.8 | 5.34 | 248 | 99235 | 5.866 | 45.7025 | -45.637 | 0.2 | 147.7717 | 147.7717 | 147.7717 | 147.7717 | 576.7452 | 147.7717 | 586.3909 | 147.7717 | 259.9224 | 118.659 | 253.1018 | 118.659 | 866.5824 | 118.659 | 873.403 | 118.659 | 716.439 | 87.6889
|  | 2704 | 4 | 544 | 16 | 113 | 23 | 1 | 17 | 11.25 | 5.01 | 250 | 99238 | 5.356 | 37.6845 | -62.1304 | 0.2 | 148.9259 | 148.9259 | 148.9259 | 148.9259 | 416.1535 | 148.9259 | 654.2786 | 148.9259 | 270.6262 | 147.341 | 147.341 | 147.341 | 648.5431 | 147.341 | 816.923 | 147.341 | 573.1276 | 131.5483
|  | 2705 | 4 | 545 | 17 | 113 | 23 | 1 | 17 | 10.56 | 3.96 | 246 | 99235 | 5.233 | 28.4352 | -75.7316 | 0.2 | 100.5979 | 100.5979 | 100.5979 | 100.5979 | 292.5357 | 100.5979 | 855.3389 | 100.5979 | 244.591 | 82.1279 | 82.1279 | 82.1279 | 516.0321 | 82.1279 | 913.994 | 82.1279 | 483.7602 | 62.0649
|  | 2706 | 4 | 546 | 18 | 113 | 23 | 1 | 17 | 9.88 | 2.91 | 242 | 99232 | 5.113 | 18.6321 | -87.6345 | 0.2 | 94.3421 | 94.3421 | 94.3421 | 94.3421 | 115.7692 | 94.3421 | 613.0341 | 94.3421 | 216.645 | 108.03 | 108.03 | 108.03 | 246.9475 | 108.03 | 598.5669 | 108.03 | 280.9464 | 105.9144
|  | 2707 | 4 | 547 | 19 | 113 | 23 | 1 | 17 | 9.19 | 1.86 | 238 | 99229 | 4.988 | 8.7409 | -98.7764 | 0.2 | 83.2073 | 48.6777 | 48.6777 | 48.6777 | 48.6777 | 48.6777 | 272.3336 | 48.6777 | 113.9023 | 64.8825 | 64.8825 | 64.8825 | 65.0701 | 64.8825 | 247.6348 | 64.8825 | 104.3652 | 69.5703
|  | 2708 | 4 | 548 | 20 | 113 | 23 | 1 | 17 | 8.35 | 2.29 | 232 | 99265 | 4.985 | 0 | -109.8843 | 0.2 | 8.1484 | 0 | 0 | 0 | 0 | 0 | 22.529 | 0 | 5.5078 | 0 | 0 | 0 | 0 | 0 | 15.6764 | 0 | 0 | 0
|  | 2709 | 4 | 549 | 21 | 113 | 23 | 1 | 17 | 7.5 | 2.71 | 226 | 99301 | 4.961 | 0 | -121.5632 | 0.2 | 0 | 0 | 0 | 0 | 0 | 0 | 0 | 0 | 0 | 0 | 0 | 0 | 0 | 0 | 0 | 0 | 0 | 0
|  | 2710 | 4 | 550 | 22 | 113 | 23 | 1 | 17 | 6.66 | 3.13 | 220 | 99337 | 4.925 | 0 | -134.329 | 0.2 | 0 | 0 | 0 | 0 | 0 | 0 | 0 | 0 | 0 | 0 | 0 | 0 | 0 | 0 | 0 | 0 | 0 | 0
|  | 2711 | 4 | 551 | 23 | 113 | 23 | 1 | 17 | 6.55 | 3.15 | 219 | 99317 | 5.039 | 0 | -148.5411 | 0.2 | 0 | 0 | 0 | 0 | 0 | 0 | 0 | 0 | 0 | 0 | 0 | 0 | 0 | 0 | 0 | 0 | 0 | 0
|  | 2712 | 4 | 552 | 24 | 113 | 23 | 1 | 17 | 6.44 | 3.17 | 218 | 99297 | 5.15 | 0 | -164.2154 | 0.2 | 0 | 0 | 0 | 0 | 0 | 0 | 0 | 0 | 0 | 0 | 0 | 0 | 0 | 0 | 0 | 0 | 0 | 0
|  | 2713 | 4 | 553 | 1 | 114 | 24 | 2 | 17 | 6.33 | 3.19 | 216 | 99278 | 5.26 | 0 | 179.1274 | 0.2 | 0 | 0 | 0 | 0 | 0 | 0 | 0 | 0 | 0 | 0 | 0 | 0 | 0 | 0 | 0 | 0 | 0 | 0
|  | 2714 | 4 | 554 | 2 | 114 | 24 | 2 | 17 | 6.16 | 3.28 | 217 | 99261 | 5.376 | 0 | 162.6456 | 0.2 | 0 | 0 | 0 | 0 | 0 | 0 | 0 | 0 | 0 | 0 | 0 | 0 | 0 | 0 | 0 | 0 | 0 | 0
|  | 2715 | 4 | 555 | 3 | 114 | 24 | 2 | 17 | 5.99 | 3.37 | 218 | 99245 | 5.489 | 0 | 147.163 | 0.2 | 0 | 0 | 0 | 0 | 0 | 0 | 0 | 0 | 0 | 0 | 0 | 0 | 0 | 0 | 0 | 0 | 0 | 0
|  | 2716 | 4 | 556 | 4 | 114 | 24 | 2 | 17 | 5.83 | 3.46 | 219 | 99229 | 5.603 | 0 | 133.145 | 0.2 | 0 | 0 | 0 | 0 | 0 | 0 | 0 | 0 | 0 | 0 | 0 | 0 | 0 | 0 | 0 | 0 | 0 | 0
|  | 2717 | 4 | 557 | 5 | 114 | 24 | 2 | 17 | 6.22 | 3.67 | 218 | 99215 | 5.776 | 0 | 120.5343 | 0.2 | 0 | 0 | 0 | 0 | 0 | 0 | 0 | 0 | 0 | 0 | 0 | 0 | 0 | 0 | 0 | 0 | 0 | 0
|  | 2718 | 4 | 558 | 6 | 114 | 24 | 2 | 17 | 6.62 | 3.88 | 218 | 99202 | 5.96 | 0.34701 | 108.9552 | 0.2 | 0 | 0 | 0 | 0 | 0 | 0 | 0 | 0 | 0 | 0 | 0 | 0 | 0 | 0 | 0 | 0 | 0 | 0
|  | 2719 | 4 | 559 | 7 | 114 | 24 | 2 | 17 | 7.01 | 4.08 | 218 | 99189 | 6.144 | 9.9844 | 97.8864 | 0.2 | 6.6709 | 6.6709 | 6.6709 | 6.6709 | 6.6709 | 6.6709 | 6.6709 | 6.6709 | 10.6785 | 10.6785 | 10.6785 | 10.6785 | 10.6785 | 10.6785 | 10.6785 | 10.6785 | 13 | 13
|  | 2720 | 4 | 560 | 8 | 114 | 24 | 2 | 17 | 7.84 | 4.02 | 220 | 99147 | 6.387 | 19.8831 | 86.7155 | 0.2 | 47.0948 | 47.0948 | 58.9038 | 47.0948 | 47.7725 | 47.0948 | 47.0948 | 47.0948 | 76.4367 | 73.891 | 85.2661 | 73.891 | 77.3951 | 73.891 | 73.891 | 73.891 | 93.1768 | 88.8989
|  | 2721 | 4 | 561 | 9 | 114 | 24 | 2 | 17 | 8.66 | 3.95 | 223 | 99104 | 6.631 | 29.6606 | 74.6982 | 0.2 | 63.0606 | 63.0606 | 70.2993 | 63.0606 | 65.0411 | 63.0606 | 63.0606 | 63.0606 | 100.4804 | 98.8588 | 106.9994 | 98.8588 | 103.2813 | 98.8588 | 98.8588 | 98.8588 | 123 | 118.7262
|  | 2722 | 4 | 562 | 10 | 114 | 24 | 2 | 17 | 9.49 | 3.89 | 226 | 99061 | 6.884 | 38.8372 | 60.8638 | 0.2 | 124.3544 | 124.3544 | 691.9154 | 124.3544 | 440.7246 | 124.3544 | 124.3544 | 124.3544 | 245.2984 | 99.096 | 870.3322 | 99.096 | 692.7135 | 99.096 | 99.096 | 99.096 | 594.7289 | 71.5972
|  | 2723 | 4 | 563 | 11 | 114 | 24 | 2 | 17 | 10.51 | 4.14 | 225 | 98963 | 6.572 | 46.7051 | 43.9817 | 0.2 | 145.5695 | 145.5695 | 179.0893 | 145.5695 | 180.3026 | 145.5695 | 145.5695 | 145.5695 | 232.3087 | 220.6424 | 280.5709 | 220.6424 | 281.4288 | 220.6424 | 233.1666 | 220.6424 | 312.5421 | 261.3103
|  | 2724 | 4 | 564 | 12 | 114 | 24 | 2 | 17 | 11.54 | 4.39 | 224 | 98865 | 6.181 | 52.2016 | 23.0119 | 0.2 | 179.4338 | 179.4338 | 325.3171 | 179.4338 | 522.9148 | 179.4338 | 179.4338 | 179.4338 | 291.3049 | 193.9756 | 637.3378 | 193.9756 | 777.0604 | 193.9756 | 431.0275 | 193.9756 | 670.898 | 189.7725
|  | 2725 | 4 | 565 | 13 | 114 | 24 | 2 | 17 | 12.56 | 4.63 | 223 | 98767 | 5.692 | 54.0838 | -1.3044 | 0.2 | 170.176 | 170.176 | 170.176 | 170.176 | 632.2759 | 170.176 | 180.6976 | 170.176 | 276.4405 | 151.954 | 595.7546 | 151.954 | 929.9485 | 151.954 | 610.6345 | 151.954 | 764.747 | 126.5966
|  | 2726 | 4 | 566 | 14 | 114 | 24 | 2 | 17 | 13.16 | 4.97 | 220 | 98639 | 5.389 | 51.7762 | -25.3989 | 0.2 | 180.5342 | 180.5342 | 180.5342 | 180.5342 | 299.1404 | 180.5342 | 236.8498 | 180.5342 | 284.1911 | 250.1792 | 328.2372 | 250.1792 | 451.9257 | 250.1792 | 407.8796 | 250.1792 | 448.9426 | 282.2363
|  | 2727 | 4 | 567 | 15 | 114 | 24 | 2 | 17 | 13.77 | 5.31 | 216 | 98511 | 5.054 | 45.9721 | -45.9273 | 0.2 | 172.343 | 172.343 | 172.343 | 172.343 | 285.4439 | 172.343 | 289.1652 | 172.343 | 277.3012 | 238.3299 | 274.6698 | 238.3299 | 437.25 | 238.3299 | 439.8814 | 238.3299 | 437.3782 | 269.1636
|  | 2728 | 4 | 568 | 16 | 114 | 24 | 2 | 17 | 14.38 | 5.66 | 213 | 98383 | 4.68 | 37.9241 | -62.4303 | 0.2 | 158.5012 | 158.5012 | 158.5012 | 158.5012 | 324.9151 | 158.5012 | 477.232 | 158.5012 | 271.286 | 190.8607 | 190.8607 | 190.8607 | 506.6307 | 190.8607 | 614.3351 | 190.8607 | 477.2565 | 197.104
|  | 2729 | 4 | 569 | 17 | 114 | 24 | 2 | 17 | 12.66 | 5.46 | 217 | 98367 | 4.978 | 28.6568 | -76.0207 | 0.2 | 98.8297 | 98.8297 | 98.8297 | 98.8297 | 111.0699 | 98.8297 | 147.998 | 98.8297 | 162.5484 | 151.6231 | 151.6231 | 151.6231 | 179.8585 | 151.6231 | 205.9706 | 151.6231 | 208.4382 | 180.7475
|  | 2730 | 4 | 570 | 18 | 114 | 24 | 2 | 17 | 10.94 | 5.27 | 220 | 98350 | 5.153 | 18.8468 | -87.9088 | 0.2 | 57.6498 | 57.6498 | 57.6498 | 57.6498 | 58.6226 | 57.6498 | 84.2901 | 57.6498 | 95.5475 | 89.8011 | 89.8011 | 89.8011 | 96.9232 | 89.8011 | 115.0729 | 89.8011 | 116.8528 | 107.7534
|  | 2731 | 4 | 571 | 19 | 114 | 24 | 2 | 17 | 9.22 | 5.08 | 223 | 98334 | 5.224 | 8.9582 | -99.0371 | 0.2 | 12.4026 | 12.4026 | 12.4026 | 12.4026 | 12.4026 | 12.4026 | 12.4026 | 12.4026 | 19.7759 | 19.7759 | 19.7759 | 19.7759 | 19.7759 | 19.7759 | 19.7759 | 19.7759 | 24 | 24
|  | 2732 | 4 | 572 | 20 | 114 | 24 | 2 | 17 | 8.61 | 5.39 | 220 | 98341 | 5.564 | 0 | -110.1323 | 0.2 | 1.0187 | 1.0187 | 1.0187 | 1.0187 | 1.0187 | 1.0187 | 1.0187 | 1.0187 | 1.6375 | 1.6375 | 1.6375 | 1.6375 | 1.6375 | 1.6375 | 1.6375 | 1.6375 | 2 | 2
|  | 2733 | 4 | 573 | 21 | 114 | 24 | 2 | 17 | 8 | 5.71 | 217 | 98347 | 5.867 | 0 | -121.7965 | 0.2 | 0 | 0 | 0 | 0 | 0 | 0 | 0 | 0 | 0 | 0 | 0 | 0 | 0 | 0 | 0 | 0 | 0 | 0
|  | 2734 | 4 | 574 | 22 | 114 | 24 | 2 | 17 | 7.39 | 6.03 | 214 | 98354 | 6.135 | 0 | -134.5404 | 0.2 | 0 | 0 | 0 | 0 | 0 | 0 | 0 | 0 | 0 | 0 | 0 | 0 | 0 | 0 | 0 | 0 | 0 | 0
|  | 2735 | 4 | 575 | 23 | 114 | 24 | 2 | 17 | 7.43 | 5.49 | 213 | 98318 | 6.103 | 0 | -148.7165 | 0.2 | 0 | 0 | 0 | 0 | 0 | 0 | 0 | 0 | 0 | 0 | 0 | 0 | 0 | 0 | 0 | 0 | 0 | 0
|  | 2736 | 4 | 576 | 24 | 114 | 24 | 2 | 17 | 7.48 | 4.95 | 211 | 98282 | 6.076 | 0 | -164.3355 | 0.2 | 0 | 0 | 0 | 0 | 0 | 0 | 0 | 0 | 0 | 0 | 0 | 0 | 0 | 0 | 0 | 0 | 0 | 0
|  | 2737 | 4 | 577 | 1 | 115 | 25 | 3 | 17 | 7.52 | 4.41 | 210 | 98246 | 6.043 | 0 | 179.0819 | 0.2 | 0 | 0 | 0 | 0 | 0 | 0 | 0 | 0 | 0 | 0 | 0 | 0 | 0 | 0 | 0 | 0 | 0 | 0
|  | 2738 | 4 | 578 | 2 | 115 | 25 | 3 | 17 | 7.22 | 4.45 | 212 | 98200 | 5.963 | 0 | 162.6728 | 0.2 | 0 | 0 | 0 | 0 | 0 | 0 | 0 | 0 | 0 | 0 | 0 | 0 | 0 | 0 | 0 | 0 | 0 | 0
|  | 2739 | 4 | 579 | 3 | 115 | 25 | 3 | 17 | 6.91 | 4.49 | 214 | 98154 | 5.88 | 0 | 147.2508 | 0.2 | 0 | 0 | 0 | 0 | 0 | 0 | 0 | 0 | 0 | 0 | 0 | 0 | 0 | 0 | 0 | 0 | 0 | 0
|  | 2740 | 4 | 580 | 4 | 115 | 25 | 3 | 17 | 6.61 | 4.52 | 216 | 98108 | 5.801 | 0 | 133.2759 | 0.2 | 0 | 0 | 0 | 0 | 0 | 0 | 0 | 0 | 0 | 0 | 0 | 0 | 0 | 0 | 0 | 0 | 0 | 0
|  | 2741 | 4 | 581 | 5 | 115 | 25 | 3 | 17 | 6.88 | 4.35 | 216 | 98078 | 5.851 | 0 | 120.6936 | 0.2 | 0 | 0 | 0 | 0 | 0 | 0 | 0 | 0 | 0 | 0 | 0 | 0 | 0 | 0 | 0 | 0 | 0 | 0
|  | 2742 | 4 | 582 | 6 | 115 | 25 | 3 | 17 | 7.16 | 4.18 | 216 | 98049 | 5.905 | 0.62842 | 109.1337 | 0.2 | 0 | 0 | 0 | 0 | 0 | 0 | 0 | 0 | 0 | 0 | 0 | 0 | 0 | 0 | 0 | 0 | 0 | 0
|  | 2743 | 4 | 583 | 7 | 115 | 25 | 3 | 17 | 7.44 | 4.01 | 216 | 98019 | 5.958 | 10.2584 | 98.0791 | 0.2 | 15.5506 | 15.5506 | 15.5506 | 15.5506 | 15.5506 | 15.5506 | 15.5506 | 15.5506 | 24.7533 | 24.7533 | 24.7533 | 24.7533 | 24.7533 | 24.7533 | 24.7533 | 24.7533 | 30 | 30
|  | 2744 | 4 | 584 | 8 | 115 | 25 | 3 | 17 | 8.1 | 4.38 | 219 | 98003 | 5.954 | 20.1557 | 86.9197 | 0.2 | 55.212 | 55.212 | 104.3246 | 55.212 | 57.8549 | 55.212 | 55.212 | 55.212 | 93.2132 | 82.3168 | 129.8099 | 82.3168 | 96.9509 | 82.3168 | 82.3168 | 82.3168 | 114.0534 | 96.0005
|  | 2745 | 4 | 585 | 9 | 115 | 25 | 3 | 17 | 8.76 | 4.74 | 222 | 97987 | 5.934 | 29.9388 | 74.9096 | 0.2 | 98.1279 | 98.1279 | 194.0775 | 98.1279 | 123.9999 | 98.1279 | 98.1279 | 98.1279 | 164.3618 | 142.1857 | 250.5026 | 142.1857 | 200.9503 | 142.1857 | 142.1857 | 142.1857 | 221.1521 | 163.9185
|  | 2746 | 4 | 586 | 10 | 115 | 25 | 3 | 17 | 9.42 | 5.1 | 226 | 97970 | 5.899 | 39.129 | 61.0709 | 0.2 | 94.6847 | 94.6847 | 109.285 | 94.6847 | 102.7542 | 94.6847 | 94.6847 | 94.6847 | 150.7588 | 146.8686 | 166.7887 | 146.8686 | 162.1707 | 146.8686 | 146.8686 | 146.8686 | 189.0665 | 175.4956
|  | 2747 | 4 | 587 | 11 | 115 | 25 | 3 | 17 | 9.89 | 5.63 | 227 | 97954 | 6.168 | 47.017 | 44.1536 | 0.2 | 168.3609 | 168.3609 | 320.2938 | 168.3609 | 324.8504 | 168.3609 | 168.3609 | 168.3609 | 271.5726 | 216.7397 | 489.6601 | 216.7397 | 492.8821 | 216.7397 | 274.7946 | 216.7397 | 468.2032 | 234.1683
|  | 2748 | 4 | 588 | 12 | 115 | 25 | 3 | 17 | 10.35 | 6.16 | 228 | 97937 | 6.444 | 52.5317 | 23.087 | 0.2 | 182.7813 | 182.7813 | 240.0221 | 182.7813 | 317.0651 | 182.7813 | 182.7813 | 182.7813 | 290.3706 | 250.6506 | 425.799 | 250.6506 | 480.2766 | 250.6506 | 344.8483 | 250.6506 | 472.4008 | 281.9444
|  | 2749 | 4 | 589 | 13 | 115 | 25 | 3 | 17 | 10.82 | 6.69 | 229 | 97921 | 6.735 | 54.4134 | -1.3878 | 0.2 | 183.8482 | 183.8482 | 183.8482 | 183.8482 | 560.3372 | 183.8482 | 192.9693 | 183.8482 | 300.5749 | 194.6502 | 560.3432 | 194.6502 | 833.0107 | 194.6502 | 573.2424 | 194.6502 | 714.8053 | 188.5162
|  | 2750 | 4 | 590 | 14 | 115 | 25 | 3 | 17 | 10.62 | 6.27 | 233 | 98006 | 6.888 | 52.0795 | -25.623 | 0.2 | 178.8226 | 178.8226 | 178.8226 | 178.8226 | 240.9726 | 178.8226 | 208.6305 | 178.8226 | 285.3684 | 266.7522 | 308.2377 | 266.7522 | 373.2618 | 266.7522 | 350.3925 | 266.7522 | 402.4265 | 313.9492
|  | 2751 | 4 | 591 | 15 | 115 | 25 | 3 | 17 | 10.42 | 5.85 | 237 | 98091 | 7.036 | 46.2391 | -46.2149 | 0.2 | 76.5495 | 76.5495 | 76.5495 | 76.5495 | 79.8611 | 76.5495 | 80.0046 | 76.5495 | 120.6917 | 119.4996 | 120.5902 | 119.4996 | 125.375 | 119.4996 | 125.4764 | 119.4996 | 148 | 143.0026
|  | 2752 | 4 | 592 | 16 | 115 | 25 | 3 | 17 | 10.22 | 5.43 | 241 | 98177 | 7.179 | 38.1617 | -62.7271 | 0.2 | 51.5578 | 51.5578 | 51.5578 | 51.5578 | 51.8369 | 51.5578 | 52.0991 | 51.5578 | 81.2994 | 81.1583 | 81.1583 | 81.1583 | 81.694 | 81.1583 | 81.8795 | 81.1583 | 98 | 97.5214
|  | 2753 | 4 | 593 | 17 | 115 | 25 | 3 | 17 | 9.63 | 5.13 | 240 | 98236 | 7.01 | 28.8767 | -76.3064 | 0.2 | 114.9615 | 114.9615 | 114.9615 | 114.9615 | 279.9074 | 114.9615 | 791.9248 | 114.9615 | 261.3849 | 106.3013 | 106.3013 | 106.3013 | 494.6536 | 106.3013 | 856.7046 | 106.3013 | 473.5172 | 89.2499
|  | 2754 | 4 | 594 | 18 | 115 | 25 | 3 | 17 | 9.05 | 4.83 | 240 | 98295 | 6.848 | 19.0601 | -88.1795 | 0.2 | 95.0962 | 95.0962 | 95.0962 | 95.0962 | 107.4517 | 95.0962 | 483.8329 | 95.0962 | 203.7651 | 117.4829 | 117.4829 | 117.4829 | 221.2385 | 117.4829 | 487.3802 | 117.4829 | 256.07 | 121.6929
|  | 2755 | 4 | 595 | 19 | 115 | 25 | 3 | 17 | 8.46 | 4.52 | 239 | 98354 | 6.681 | 9.1744 | -99.294 | 0.2 | 7.7069 | 7.7069 | 7.7069 | 7.7069 | 7.7069 | 7.7069 | 7.7069 | 7.7069 | 12.3283 | 12.3283 | 12.3283 | 12.3283 | 12.3283 | 12.3283 | 12.3283 | 12.3283 | 15 | 15
|  | 2756 | 4 | 596 | 20 | 115 | 25 | 3 | 17 | 8.17 | 4.38 | 239 | 98445 | 6.519 | 0 | -110.3762 | 0.2 | 1.0187 | 1.0187 | 1.0187 | 1.0187 | 1.0187 | 1.0187 | 1.0187 | 1.0187 | 1.6375 | 1.6375 | 1.6375 | 1.6375 | 1.6375 | 1.6375 | 1.6375 | 1.6375 | 2 | 2
|  | 2757 | 4 | 597 | 21 | 115 | 25 | 3 | 17 | 7.88 | 4.23 | 240 | 98537 | 6.36 | 0 | -122.0255 | 0.2 | 0 | 0 | 0 | 0 | 0 | 0 | 0 | 0 | 0 | 0 | 0 | 0 | 0 | 0 | 0 | 0 | 0 | 0
|  | 2758 | 4 | 598 | 22 | 115 | 25 | 3 | 17 | 7.59 | 4.08 | 240 | 98629 | 6.205 | 0 | -134.7473 | 0.2 | 0 | 0 | 0 | 0 | 0 | 0 | 0 | 0 | 0 | 0 | 0 | 0 | 0 | 0 | 0 | 0 | 0 | 0
|  | 2759 | 4 | 599 | 23 | 115 | 25 | 3 | 17 | 7.68 | 4.07 | 240 | 98688 | 6.25 | 0 | -148.8874 | 0.2 | 0 | 0 | 0 | 0 | 0 | 0 | 0 | 0 | 0 | 0 | 0 | 0 | 0 | 0 | 0 | 0 | 0 | 0
|  | 2760 | 4 | 600 | 24 | 115 | 25 | 3 | 17 | 7.78 | 4.06 | 240 | 98747 | 6.3 | 0 | -164.4515 | 0.2 | 0 | 0 | 0 | 0 | 0 | 0 | 0 | 0 | 0 | 0 | 0 | 0 | 0 | 0 | 0 | 0 | 0 | 0
|  | 2761 | 4 | 601 | 1 | 116 | 26 | 4 | 17 | 7.87 | 4.04 | 240 | 98806 | 6.346 | 0 | 179.0394 | 0.2 | 0 | 0 | 0 | 0 | 0 | 0 | 0 | 0 | 0 | 0 | 0 | 0 | 0 | 0 | 0 | 0 | 0 | 0
|  | 2762 | 4 | 602 | 2 | 116 | 26 | 4 | 17 | 7.34 | 4.09 | 232 | 98848 | 6.09 | 0 | 162.7017 | 0.2 | 0 | 0 | 0 | 0 | 0 | 0 | 0 | 0 | 0 | 0 | 0 | 0 | 0 | 0 | 0 | 0 | 0 | 0
|  | 2763 | 4 | 603 | 3 | 116 | 26 | 4 | 17 | 6.81 | 4.13 | 224 | 98891 | 5.844 | 0 | 147.3393 | 0.2 | 0 | 0 | 0 | 0 | 0 | 0 | 0 | 0 | 0 | 0 | 0 | 0 | 0 | 0 | 0 | 0 | 0 | 0
|  | 2764 | 4 | 604 | 4 | 116 | 26 | 4 | 17 | 6.29 | 4.18 | 216 | 98934 | 5.61 | 0 | 133.4068 | 0.2 | 0 | 0 | 0 | 0 | 0 | 0 | 0 | 0 | 0 | 0 | 0 | 0 | 0 | 0 | 0 | 0 | 0 | 0
|  | 2765 | 4 | 605 | 5 | 116 | 26 | 4 | 17 | 6.72 | 4.17 | 205 | 98927 | 5.782 | 0 | 120.8527 | 0.2 | 0 | 0 | 0 | 0 | 0 | 0 | 0 | 0 | 0 | 0 | 0 | 0 | 0 | 0 | 0 | 0 | 0 | 0
|  | 2766 | 4 | 606 | 6 | 116 | 26 | 4 | 17 | 7.16 | 4.17 | 193 | 98921 | 5.963 | 0.90552 | 109.3119 | 0.2 | 0 | 0 | 0 | 0 | 0 | 0 | 0 | 0 | 0 | 0 | 0 | 0 | 0 | 0 | 0 | 0 | 0 | 0
|  | 2767 | 4 | 607 | 7 | 116 | 26 | 4 | 17 | 7.59 | 4.17 | 181 | 98914 | 6.145 | 10.5279 | 98.2717 | 0.2 | 67.4563 | 33.8023 | 265.2933 | 33.8023 | 33.8023 | 33.8023 | 33.8023 | 33.8023 | 91.6051 | 37.0679 | 231.497 | 37.0679 | 44.0112 | 37.0679 | 37.0679 | 37.0679 | 76.1106 | 32.6374
|  | 2768 | 4 | 608 | 8 | 116 | 26 | 4 | 17 | 9.33 | 4.1 | 181 | 98878 | 6.172 | 20.4236 | 87.1239 | 0.2 | 74.8313 | 74.8313 | 683.1805 | 74.8313 | 105.3948 | 74.8313 | 74.8313 | 74.8313 | 208.291 | 69.5205 | 660.0704 | 69.5205 | 251.5142 | 69.5205 | 69.5205 | 69.5205 | 283.5152 | 56.7007
|  | 2769 | 4 | 609 | 9 | 116 | 26 | 4 | 17 | 11.08 | 4.04 | 182 | 98842 | 6.103 | 30.2124 | 75.1216 | 0.2 | 101.7573 | 101.7573 | 763.9734 | 101.7573 | 277.6919 | 101.7573 | 101.7573 | 101.7573 | 243.9599 | 86.2376 | 836.6219 | 86.2376 | 492.769 | 86.2376 | 86.2376 | 86.2376 | 466.1754 | 67.1878
|  | 2770 | 4 | 610 | 10 | 116 | 26 | 4 | 17 | 12.82 | 3.97 | 182 | 98806 | 5.906 | 39.4161 | 61.2795 | 0.2 | 132.8007 | 132.8007 | 657.7858 | 132.8007 | 420.4656 | 132.8007 | 132.8007 | 132.8007 | 259.2543 | 114.7653 | 833.8846 | 114.7653 | 666.0739 | 114.7653 | 114.7653 | 114.7653 | 581.9342 | 89.931
|  | 2771 | 4 | 611 | 11 | 116 | 26 | 4 | 17 | 13.89 | 4.65 | 192 | 98747 | 5.653 | 47.3243 | 44.3282 | 0.2 | 160.8501 | 160.8501 | 482.8278 | 160.8501 | 490.4679 | 160.8501 | 160.8501 | 160.8501 | 277.3341 | 157.021 | 738.0817 | 157.021 | 743.4841 | 157.021 | 282.7364 | 157.021 | 639.2926 | 139.5263
|  | 2772 | 4 | 612 | 12 | 116 | 26 | 4 | 17 | 14.97 | 5.33 | 203 | 98688 | 5.332 | 52.8577 | 23.1655 | 0.2 | 167.5039 | 167.5039 | 187.7701 | 167.5039 | 214.8672 | 167.5039 | 167.5039 | 167.5039 | 266.5747 | 251.973 | 314.396 | 251.973 | 333.5565 | 251.973 | 285.7353 | 251.973 | 365.3386 | 297.3254
|  | 2773 | 4 | 613 | 13 | 116 | 26 | 4 | 17 | 16.04 | 6.01 | 213 | 98629 | 4.929 | 54.7395 | -1.4683 | 0.2 | 183.8623 | 183.8623 | 183.8623 | 183.8623 | 249.6708 | 183.8623 | 185.5491 | 183.8623 | 293.0616 | 273.7556 | 338.4025 | 273.7556 | 386.1288 | 273.7556 | 340.7879 | 273.7556 | 414.9799 | 321.8686
|  | 2774 | 4 | 614 | 14 | 116 | 26 | 4 | 17 | 15.85 | 5.89 | 210 | 98613 | 5.251 | 52.3797 | -25.8445 | 0.2 | 85.5696 | 85.5696 | 85.5696 | 85.5696 | 90.461 | 85.5696 | 87.9389 | 85.5696 | 134.6327 | 133.1047 | 136.4161 | 133.1047 | 141.5502 | 133.1047 | 139.7668 | 133.1047 | 166 | 158.9476
|  | 2775 | 4 | 615 | 15 | 116 | 26 | 4 | 17 | 15.67 | 5.76 | 208 | 98596 | 5.569 | 46.5035 | -46.4996 | 0.2 | 149.5464 | 149.5464 | 149.5464 | 149.5464 | 182.1276 | 149.5464 | 183.8794 | 149.5464 | 239.1532 | 226.9188 | 237.9145 | 226.9188 | 285.23 | 226.9188 | 286.4687 | 226.9188 | 318.6263 | 268.7429
|  | 2776 | 4 | 616 | 16 | 116 | 26 | 4 | 17 | 15.49 | 5.63 | 205 | 98580 | 5.879 | 38.3972 | -63.0205 | 0.2 | 104.3715 | 104.3715 | 104.3715 | 104.3715 | 114.9199 | 104.3715 | 125.0922 | 104.3715 | 166.8909 | 161.32 | 161.32 | 161.32 | 181.8085 | 161.32 | 189.0015 | 161.32 | 210.9379 | 192.5111
|  | 2777 | 4 | 617 | 17 | 116 | 26 | 4 | 17 | 15.15 | 4.74 | 194 | 98557 | 5.867 | 29.095 | -76.5884 | 0.2 | 74.0737 | 74.0737 | 74.0737 | 74.0737 | 77.6052 | 74.0737 | 88.8842 | 74.0737 | 119.0466 | 115.5526 | 115.5526 | 115.5526 | 124.041 | 115.5526 | 132.0165 | 115.5526 | 147 | 138.5272
|  | 2778 | 4 | 618 | 18 | 116 | 26 | 4 | 17 | 14.82 | 3.85 | 182 | 98534 | 5.857 | 19.2721 | -88.4464 | 0.2 | 88.9579 | 88.9579 | 88.9579 | 88.9579 | 95.0171 | 88.9579 | 312.3702 | 88.9579 | 168.3444 | 117.3723 | 117.3723 | 117.3723 | 176.9134 | 117.3723 | 330.6053 | 117.3723 | 203.9822 | 125.8376
|  | 2779 | 4 | 619 | 19 | 116 | 26 | 4 | 17 | 14.48 | 2.97 | 170 | 98511 | 5.841 | 9.3894 | -99.5468 | 0.2 | 9.7857 | 9.7857 | 9.7857 | 9.7857 | 9.7857 | 9.7857 | 9.7857 | 9.7857 | 15.6325 | 15.6325 | 15.6325 | 15.6325 | 15.6325 | 15.6325 | 15.6325 | 15.6325 | 19 | 19
|  | 2780 | 4 | 620 | 20 | 116 | 26 | 4 | 17 | 14.11 | 2.66 | 169 | 98511 | 5.368 | 0 | -110.6159 | 0.2 | 1.5338 | 1.5338 | 1.5338 | 1.5338 | 1.5338 | 1.5338 | 1.5338 | 1.5338 | 2.4603 | 2.4603 | 2.4603 | 2.4603 | 2.4603 | 2.4603 | 2.4603 | 2.4603 | 3 | 3
|  | 2781 | 4 | 621 | 21 | 116 | 26 | 4 | 17 | 13.73 | 2.35 | 169 | 98511 | 4.91 | 0 | -122.25 | 0.2 | 0 | 0 | 0 | 0 | 0 | 0 | 0 | 0 | 0 | 0 | 0 | 0 | 0 | 0 | 0 | 0 | 0 | 0
|  | 2782 | 4 | 622 | 22 | 116 | 26 | 4 | 17 | 13.36 | 2.04 | 168 | 98511 | 4.476 | 0 | -134.9495 | 0.2 | 0 | 0 | 0 | 0 | 0 | 0 | 0 | 0 | 0 | 0 | 0 | 0 | 0 | 0 | 0 | 0 | 0 | 0
|  | 2783 | 4 | 623 | 23 | 116 | 26 | 4 | 17 | 12.92 | 1.99 | 169 | 98514 | 4.384 | 0 | -149.0536 | 0.2 | 0 | 0 | 0 | 0 | 0 | 0 | 0 | 0 | 0 | 0 | 0 | 0 | 0 | 0 | 0 | 0 | 0 | 0
|  | 2784 | 4 | 624 | 24 | 116 | 26 | 4 | 17 | 12.49 | 1.94 | 170 | 98517 | 4.298 | 0 | -164.5634 | 0.2 | 0 | 0 | 0 | 0 | 0 | 0 | 0 | 0 | 0 | 0 | 0 | 0 | 0 | 0 | 0 | 0 | 0 | 0
|  | 2785 | 4 | 625 | 1 | 117 | 27 | 5 | 17 | 12.06 | 1.89 | 172 | 98521 | 4.211 | 0 | 178.9999 | 0.2 | 0 | 0 | 0 | 0 | 0 | 0 | 0 | 0 | 0 | 0 | 0 | 0 | 0 | 0 | 0 | 0 | 0 | 0
|  | 2786 | 4 | 626 | 2 | 117 | 27 | 5 | 17 | 11.97 | 1.89 | 177 | 98593 | 4.875 | 0 | 162.7324 | 0.2 | 0 | 0 | 0 | 0 | 0 | 0 | 0 | 0 | 0 | 0 | 0 | 0 | 0 | 0 | 0 | 0 | 0 | 0
|  | 2787 | 4 | 627 | 3 | 117 | 27 | 5 | 17 | 11.88 | 1.88 | 183 | 98665 | 5.531 | 0 | 147.4284 | 0.2 | 0 | 0 | 0 | 0 | 0 | 0 | 0 | 0 | 0 | 0 | 0 | 0 | 0 | 0 | 0 | 0 | 0 | 0
|  | 2788 | 4 | 628 | 4 | 117 | 27 | 5 | 17 | 11.8 | 1.88 | 189 | 98737 | 6.184 | 0 | 133.5377 | 0.2 | 0 | 0 | 0 | 0 | 0 | 0 | 0 | 0 | 0 | 0 | 0 | 0 | 0 | 0 | 0 | 0 | 0 | 0
|  | 2789 | 4 | 629 | 5 | 117 | 27 | 5 | 17 | 11.9 | 1.74 | 191 | 98829 | 6.42 | 0 | 121.0114 | 0.2 | 0 | 0 | 0 | 0 | 0 | 0 | 0 | 0 | 0 | 0 | 0 | 0 | 0 | 0 | 0 | 0 | 0 | 0
|  | 2790 | 4 | 630 | 6 | 117 | 27 | 5 | 17 | 12.01 | 1.6 | 192 | 98921 | 6.665 | 1.1782 | 109.4896 | 0.2 | 0 | 0 | 0 | 0 | 0 | 0 | 0 | 0 | 0 | 0 | 0 | 0 | 0 | 0 | 0 | 0 | 0 | 0
|  | 2791 | 4 | 631 | 7 | 117 | 27 | 5 | 17 | 12.11 | 1.46 | 194 | 99012 | 6.907 | 10.7929 | 98.4639 | 0.2 | 4.0949 | 4.0949 | 4.0949 | 4.0949 | 4.0949 | 4.0949 | 4.0949 | 4.0949 | 6.5642 | 6.5642 | 6.5642 | 6.5642 | 6.5642 | 6.5642 | 6.5642 | 6.5642 | 8 | 8
|  | 2792 | 4 | 632 | 8 | 117 | 27 | 5 | 17 | 13.12 | 1.71 | 192 | 99045 | 6.919 | 20.687 | 87.3281 | 0.2 | 11.8877 | 11.8877 | 11.8877 | 11.8877 | 11.8877 | 11.8877 | 11.8877 | 11.8877 | 18.9532 | 18.9532 | 18.9532 | 18.9532 | 18.9532 | 18.9532 | 18.9532 | 18.9532 | 23 | 23
|  | 2793 | 4 | 633 | 9 | 117 | 27 | 5 | 17 | 14.12 | 1.97 | 190 | 99078 | 6.892 | 30.4812 | 75.3342 | 0.2 | 24.538 | 24.538 | 24.538 | 24.538 | 24.538 | 24.538 | 24.538 | 24.538 | 38.9042 | 38.9042 | 38.9042 | 38.9042 | 38.9042 | 38.9042 | 38.9042 | 38.9042 | 47 | 47
|  | 2794 | 4 | 634 | 10 | 117 | 27 | 5 | 17 | 15.13 | 2.22 | 189 | 99111 | 6.831 | 39.6984 | 61.4896 | 0.2 | 59.079 | 59.079 | 60.8238 | 59.079 | 60.0267 | 59.079 | 59.079 | 59.079 | 93.2658 | 92.7703 | 95.1697 | 92.7703 | 94.6061 | 92.7703 | 92.7703 | 92.7703 | 113 | 111.3516
|  | 2795 | 4 | 635 | 11 | 117 | 27 | 5 | 17 | 16.04 | 2.36 | 191 | 99114 | 6.878 | 47.6269 | 44.5056 | 0.2 | 170.5351 | 170.5351 | 289.5707 | 170.5351 | 291.643 | 170.5351 | 170.5351 | 170.5351 | 279.5696 | 233.5817 | 449.3767 | 233.5817 | 450.842 | 233.5817 | 281.0349 | 233.5817 | 449.3612 | 263.2167
|  | 2796 | 4 | 636 | 12 | 117 | 27 | 5 | 17 | 16.94 | 2.5 | 193 | 99117 | 6.899 | 53.1794 | 23.2476 | 0.2 | 182.9496 | 182.9496 | 237.7149 | 182.9496 | 310.4339 | 182.9496 | 182.9496 | 182.9496 | 292.3465 | 251.4424 | 421.2164 | 251.4424 | 472.6364 | 251.4424 | 343.7666 | 251.4424 | 468.2799 | 282.9484
|  | 2797 | 4 | 637 | 13 | 117 | 27 | 5 | 17 | 17.85 | 2.63 | 195 | 99120 | 6.901 | 55.062 | -1.5455 | 0.2 | 147.8443 | 147.8443 | 147.8443 | 147.8443 | 694.2529 | 147.8443 | 162.587 | 147.8443 | 266.1921 | 99.2958 | 642.1367 | 99.2958 | 1038.9306 | 99.2958 | 662.9861 | 99.2958 | 841.6702 | 59.2346
|  | 2798 | 4 | 638 | 14 | 117 | 27 | 5 | 17 | 18.26 | 2.64 | 205 | 99196 | 7.557 | 52.6767 | -26.0633 | 0.2 | 154.5437 | 154.5437 | 154.5437 | 154.5437 | 185.9584 | 154.5437 | 169.9087 | 154.5437 | 245.095 | 234.8755 | 256.4439 | 234.8755 | 289.5221 | 234.8755 | 278.1732 | 234.8755 | 323.8926 | 278.0254
|  | 2799 | 4 | 639 | 15 | 117 | 27 | 5 | 17 | 18.68 | 2.64 | 214 | 99271 | 8.247 | 46.7653 | -46.7813 | 0.2 | 170.7252 | 170.7252 | 170.7252 | 170.7252 | 487.0124 | 170.7252 | 507.3171 | 170.7252 | 297.6466 | 173.9268 | 283.289 | 173.9268 | 744.9442 | 173.9268 | 759.3018 | 173.9268 | 651.6495 | 160.3961
|  | 2800 | 4 | 640 | 16 | 117 | 27 | 5 | 17 | 19.1 | 2.65 | 224 | 99347 | 8.969 | 38.6305 | -63.3105 | 0.2 | 133.954 | 133.954 | 133.954 | 133.954 | 439.0279 | 133.954 | 740.8026 | 133.954 | 280.6396 | 112.539 | 112.539 | 112.539 | 712.0792 | 112.539 | 925.4662 | 112.539 | 630.6906 | 87.8866
|  | 2801 | 4 | 641 | 17 | 117 | 27 | 5 | 17 | 17.89 | 2.59 | 224 | 99379 | 8.974 | 29.3116 | -76.8668 | 0.2 | 131.157 | 131.157 | 131.157 | 131.157 | 235.9303 | 131.157 | 580.2131 | 131.157 | 259.9333 | 150.957 | 150.957 | 150.957 | 408.1052 | 150.957 | 651.5499 | 150.957 | 409.2201 | 150.331
|  | 2802 | 4 | 642 | 18 | 117 | 27 | 5 | 17 | 16.68 | 2.54 | 223 | 99412 | 8.922 | 19.4828 | -88.7095 | 0.2 | 97.2364 | 97.2364 | 97.2364 | 97.2364 | 105.1178 | 97.2364 | 447.0852 | 97.2364 | 204.1667 | 122.1991 | 122.1991 | 122.1991 | 215.3126 | 122.1991 | 457.1201 | 122.1991 | 251.5231 | 127.722
|  | 2803 | 4 | 643 | 19 | 117 | 27 | 5 | 17 | 15.47 | 2.48 | 223 | 99445 | 8.823 | 9.6033 | -99.7956 | 0.2 | 112.5045 | 59.4116 | 59.4116 | 59.4116 | 59.4116 | 59.4116 | 366.9267 | 59.4116 | 153.6801 | 78.8025 | 78.8025 | 78.8025 | 78.8025 | 78.8025 | 333.5838 | 78.8025 | 137.8 | 85
|  | 2804 | 4 | 644 | 20 | 117 | 27 | 5 | 17 | 14.3 | 2.19 | 212 | 99510 | 8.352 | 0.047119 | -110.8513 | 0.2 | 1.5336 | 1.5336 | 1.5336 | 1.5336 | 1.5336 | 1.5336 | 1.5336 | 1.5336 | 2.4602 | 2.4602 | 2.4602 | 2.4602 | 2.4602 | 2.4602 | 2.4602 | 2.4602 | 3 | 3
|  | 2805 | 4 | 645 | 21 | 117 | 27 | 5 | 17 | 13.12 | 1.9 | 201 | 99576 | 7.893 | 0 | -122.47 | 0.2 | 0 | 0 | 0 | 0 | 0 | 0 | 0 | 0 | 0 | 0 | 0 | 0 | 0 | 0 | 0 | 0 | 0 | 0
|  | 2806 | 4 | 646 | 22 | 117 | 27 | 5 | 17 | 11.95 | 1.61 | 190 | 99641 | 7.455 | 0 | -135.147 | 0.2 | 0 | 0 | 0 | 0 | 0 | 0 | 0 | 0 | 0 | 0 | 0 | 0 | 0 | 0 | 0 | 0 | 0 | 0
|  | 2807 | 4 | 647 | 23 | 117 | 27 | 5 | 17 | 11.63 | 1.76 | 188 | 99661 | 7.36 | 0 | -149.2152 | 0.2 | 0 | 0 | 0 | 0 | 0 | 0 | 0 | 0 | 0 | 0 | 0 | 0 | 0 | 0 | 0 | 0 | 0 | 0
|  | 2808 | 4 | 648 | 24 | 117 | 27 | 5 | 17 | 11.32 | 1.9 | 185 | 99681 | 7.27 | 0 | -164.6712 | 0.2 | 0 | 0 | 0 | 0 | 0 | 0 | 0 | 0 | 0 | 0 | 0 | 0 | 0 | 0 | 0 | 0 | 0 | 0
|  | 2809 | 4 | 649 | 1 | 118 | 28 | 6 | 17 | 11 | 2.04 | 183 | 99700 | 7.175 | 0 | 178.9635 | 0.2 | 0 | 0 | 0 | 0 | 0 | 0 | 0 | 0 | 0 | 0 | 0 | 0 | 0 | 0 | 0 | 0 | 0 | 0
|  | 2810 | 4 | 650 | 2 | 118 | 28 | 6 | 17 | 9.92 | 1.88 | 178 | 99733 | 6.947 | 0 | 162.7648 | 0.2 | 0 | 0 | 0 | 0 | 0 | 0 | 0 | 0 | 0 | 0 | 0 | 0 | 0 | 0 | 0 | 0 | 0 | 0
|  | 2811 | 4 | 651 | 3 | 118 | 28 | 6 | 17 | 8.84 | 1.71 | 173 | 99766 | 6.71 | 0 | 147.5182 | 0.2 | 0 | 0 | 0 | 0 | 0 | 0 | 0 | 0 | 0 | 0 | 0 | 0 | 0 | 0 | 0 | 0 | 0 | 0
|  | 2812 | 4 | 652 | 4 | 118 | 28 | 6 | 17 | 7.76 | 1.54 | 168 | 99799 | 6.469 | 0 | 133.6686 | 0.2 | 0 | 0 | 0 | 0 | 0 | 0 | 0 | 0 | 0 | 0 | 0 | 0 | 0 | 0 | 0 | 0 | 0 | 0
|  | 2813 | 4 | 653 | 5 | 118 | 28 | 6 | 17 | 8.55 | 1.35 | 176 | 99861 | 6.832 | 0 | 121.1698 | 0.2 | 0 | 0 | 0 | 0 | 0 | 0 | 0 | 0 | 0 | 0 | 0 | 0 | 0 | 0 | 0 | 0 | 0 | 0
|  | 2814 | 4 | 654 | 6 | 118 | 28 | 6 | 17 | 9.35 | 1.16 | 185 | 99923 | 7.218 | 1.4463 | 109.6669 | 0.2 | 0 | 0 | 0 | 0 | 0 | 0 | 0 | 0 | 0 | 0 | 0 | 0 | 0 | 0 | 0 | 0 | 0 | 0
|  | 2815 | 4 | 655 | 7 | 118 | 28 | 6 | 17 | 10.15 | 0.97 | 193 | 99985 | 7.624 | 11.0534 | 98.6558 | 0.2 | 86.7833 | 39.7559 | 348.6742 | 39.7559 | 39.7559 | 39.7559 | 39.7559 | 39.7559 | 119.0533 | 42.637 | 304.2382 | 42.637 | 52.5464 | 42.637 | 42.637 | 42.637 | 98.2299 | 37.1883
|  | 2816 | 4 | 656 | 8 | 118 | 28 | 6 | 17 | 12.73 | 1 | 189 | 99989 | 8.242 | 20.9456 | 87.5323 | 0.2 | 77.673 | 77.673 | 666.7218 | 77.673 | 103.0585 | 77.673 | 77.673 | 77.673 | 215.4489 | 73.8172 | 649.9196 | 73.8172 | 251.3495 | 73.8172 | 73.8172 | 73.8172 | 287.2694 | 61.5863
|  | 2817 | 4 | 657 | 9 | 118 | 28 | 6 | 17 | 15.3 | 1.03 | 185 | 99992 | 8.789 | 30.7452 | 75.5473 | 0.2 | 99.0938 | 99.0938 | 796.6609 | 99.0938 | 278.8822 | 99.0938 | 99.0938 | 99.0938 | 254.8182 | 78.9597 | 875.2022 | 78.9597 | 509.0774 | 78.9597 | 78.9597 | 78.9597 | 486.579 | 58.0892
|  | 2818 | 4 | 658 | 10 | 118 | 28 | 6 | 17 | 17.88 | 1.06 | 181 | 99995 | 9.234 | 39.9757 | 61.7012 | 0.2 | 147.0604 | 147.0604 | 513.1423 | 147.0604 | 344.1654 | 147.0604 | 147.0604 | 147.0604 | 265.0516 | 157.9467 | 663.2849 | 157.9467 | 543.8002 | 157.9467 | 157.9467 | 157.9467 | 497.7259 | 149.1516
|  | 2819 | 4 | 659 | 11 | 118 | 28 | 6 | 17 | 19.24 | 0.94 | 177 | 99946 | 9.334 | 47.9246 | 44.6857 | 0.2 | 157.4599 | 157.4599 | 504.1185 | 157.4599 | 507.9432 | 157.4599 | 157.4599 | 157.4599 | 284.3363 | 146.0548 | 777.2901 | 146.0548 | 779.9946 | 146.0548 | 287.0408 | 146.0548 | 671.0634 | 125.0204
|  | 2820 | 4 | 660 | 12 | 118 | 28 | 6 | 17 | 20.59 | 0.82 | 173 | 99897 | 9.362 | 53.4967 | 23.3334 | 0.2 | 64.522 | 64.522 | 65.2125 | 64.522 | 66.1228 | 64.522 | 64.522 | 64.522 | 101.3851 | 100.8513 | 103.0053 | 100.8513 | 103.6489 | 100.8513 | 102.0287 | 100.8513 | 123 | 120.6443
|  | 2821 | 4 | 661 | 13 | 118 | 28 | 6 | 17 | 21.95 | 0.7 | 168 | 99848 | 9.32 | 55.3806 | -1.6194 | 0.2 | 138.0384 | 138.0384 | 138.0384 | 138.0384 | 708.9229 | 138.0384 | 154.1784 | 138.0384 | 263.149 | 81.8528 | 655.4126 | 81.8528 | 1070.5015 | 81.8528 | 678.238 | 81.8528 | 867.6438 | 40.3678
|  | 2822 | 4 | 662 | 14 | 118 | 28 | 6 | 17 | 22.5 | 1.14 | 141 | 99841 | 9.714 | 52.9705 | -26.2792 | 0.2 | 140.7813 | 140.7813 | 140.7813 | 140.7813 | 670.5419 | 140.7813 | 402.3656 | 140.7813 | 269.4186 | 90.2035 | 459.0478 | 90.2035 | 1018.6131 | 90.2035 | 828.9838 | 90.2035 | 833.5768 | 50.3678
|  | 2823 | 4 | 663 | 15 | 118 | 28 | 6 | 17 | 23.06 | 1.59 | 113 | 99835 | 10.13 | 47.0243 | -47.0598 | 0.2 | 161.2102 | 161.2102 | 161.2102 | 161.2102 | 520.7806 | 161.2102 | 547.61 | 161.2102 | 295.8396 | 149.5171 | 276.8683 | 149.5171 | 804.3489 | 149.5171 | 823.3202 | 149.5171 | 695.1373 | 128.6356
|  | 2824 | 4 | 664 | 16 | 118 | 28 | 6 | 17 | 23.62 | 2.03 | 85 | 99828 | 10.562 | 38.8617 | -63.5968 | 0.2 | 157.6395 | 157.6395 | 157.6395 | 157.6395 | 360.3253 | 157.6395 | 565.8902 | 157.6395 | 289.6879 | 173.3031 | 173.3031 | 173.3031 | 576.3288 | 173.3031 | 721.6852 | 173.3031 | 535.2941 | 168.0154
|  | 2825 | 4 | 665 | 17 | 118 | 28 | 6 | 17 | 22.23 | 2.34 | 70 | 99828 | 10.867 | 29.5265 | -77.1412 | 0.2 | 132.0926 | 132.0926 | 132.0926 | 132.0926 | 206.0045 | 132.0926 | 455.8782 | 132.0926 | 246.0016 | 165.2557 | 165.2557 | 165.2557 | 350.5287 | 165.2557 | 527.2162 | 165.2557 | 361.7787 | 173.6749
|  | 2826 | 4 | 666 | 18 | 118 | 28 | 6 | 17 | 20.85 | 2.66 | 55 | 99828 | 11.049 | 19.692 | -88.9685 | 0.2 | 54.2521 | 54.2521 | 54.2521 | 54.2521 | 54.5538 | 54.2521 | 71.0058 | 54.2521 | 88.9173 | 84.89 | 84.89 | 84.89 | 89.3439 | 84.89 | 100.9772 | 84.89 | 108 | 102.003
|  | 2827 | 4 | 667 | 19 | 118 | 28 | 6 | 17 | 19.46 | 2.98 | 40 | 99828 | 11.113 | 9.8158 | -100.0403 | 0.2 | 50.4478 | 37.6933 | 37.6933 | 37.6933 | 37.6933 | 37.6933 | 109.7316 | 37.6933 | 74.1751 | 56.2061 | 56.2061 | 56.2061 | 56.2061 | 56.2061 | 116.095 | 56.2061 | 78.2452 | 65.5878
|  | 2828 | 4 | 668 | 20 | 118 | 28 | 6 | 17 | 17.97 | 2.67 | 60 | 99822 | 10.5 | 0.27058 | -111.0824 | 0.2 | 1.5327 | 1.5327 | 1.5327 | 1.5327 | 1.5327 | 1.5327 | 1.5327 | 1.5327 | 2.4595 | 2.4595 | 2.4595 | 2.4595 | 2.4595 | 2.4595 | 2.4595 | 2.4595 | 3 | 3
|  | 2829 | 4 | 669 | 21 | 118 | 28 | 6 | 17 | 16.47 | 2.35 | 80 | 99815 | 9.89 | 0 | -122.6854 | 0.2 | 0 | 0 | 0 | 0 | 0 | 0 | 0 | 0 | 0 | 0 | 0 | 0 | 0 | 0 | 0 | 0 | 0 | 0
|  | 2830 | 4 | 670 | 22 | 118 | 28 | 6 | 17 | 14.98 | 2.04 | 101 | 99809 | 9.3 | 0 | -135.3398 | 0.2 | 0 | 0 | 0 | 0 | 0 | 0 | 0 | 0 | 0 | 0 | 0 | 0 | 0 | 0 | 0 | 0 | 0 | 0
|  | 2831 | 4 | 671 | 23 | 118 | 28 | 6 | 17 | 14.22 | 1.5 | 116 | 99766 | 9.027 | 0 | -149.3722 | 0.2 | 0 | 0 | 0 | 0 | 0 | 0 | 0 | 0 | 0 | 0 | 0 | 0 | 0 | 0 | 0 | 0 | 0 | 0
|  | 2832 | 4 | 672 | 24 | 118 | 28 | 6 | 17 | 13.46 | 0.96 | 131 | 99723 | 8.758 | 0 | -164.7749 | 0.2 | 0 | 0 | 0 | 0 | 0 | 0 | 0 | 0 | 0 | 0 | 0 | 0 | 0 | 0 | 0 | 0 | 0 | 0
|  | 2833 | 4 | 673 | 1 | 119 | 29 | 7 | 17 | 12.7 | 0.41 | 147 | 99681 | 8.49 | 0 | 178.9301 | 0.2 | 0 | 0 | 0 | 0 | 0 | 0 | 0 | 0 | 0 | 0 | 0 | 0 | 0 | 0 | 0 | 0 | 0 | 0
|  | 2834 | 4 | 674 | 2 | 119 | 29 | 7 | 17 | 12.57 | 0.49 | 149 | 99632 | 8.46 | 0 | 162.7989 | 0.2 | 0 | 0 | 0 | 0 | 0 | 0 | 0 | 0 | 0 | 0 | 0 | 0 | 0 | 0 | 0 | 0 | 0 | 0
|  | 2835 | 4 | 675 | 3 | 119 | 29 | 7 | 17 | 12.43 | 0.57 | 152 | 99582 | 8.426 | 0 | 147.6087 | 0.2 | 0 | 0 | 0 | 0 | 0 | 0 | 0 | 0 | 0 | 0 | 0 | 0 | 0 | 0 | 0 | 0 | 0 | 0
|  | 2836 | 4 | 676 | 4 | 119 | 29 | 7 | 17 | 12.3 | 0.65 | 154 | 99533 | 8.396 | 0 | 133.7995 | 0.2 | 0 | 0 | 0 | 0 | 0 | 0 | 0 | 0 | 0 | 0 | 0 | 0 | 0 | 0 | 0 | 0 | 0 | 0
|  | 2837 | 4 | 677 | 5 | 119 | 29 | 7 | 17 | 12.87 | 0.77 | 155 | 99530 | 8.65 | 0 | 121.3278 | 0.2 | 0 | 0 | 0 | 0 | 0 | 0 | 0 | 0 | 0 | 0 | 0 | 0 | 0 | 0 | 0 | 0 | 0 | 0
|  | 2838 | 4 | 678 | 6 | 119 | 29 | 7 | 17 | 13.45 | 0.9 | 156 | 99527 | 8.914 | 1.7098 | 109.8438 | 0.2 | 0 | 0 | 0 | 0 | 0 | 0 | 0 | 0 | 0 | 0 | 0 | 0 | 0 | 0 | 0 | 0 | 0 | 0
|  | 2839 | 4 | 679 | 7 | 119 | 29 | 7 | 17 | 14.03 | 1.02 | 156 | 99523 | 9.185 | 11.3091 | 98.8474 | 0.2 | 73.7073 | 37.5701 | 269.7316 | 37.5701 | 37.5701 | 37.5701 | 37.5701 | 37.5701 | 100.3933 | 41.6151 | 239.0034 | 41.6151 | 49.2877 | 41.6151 | 41.6151 | 41.6151 | 84.0486 | 37.0609
|  | 2840 | 4 | 680 | 8 | 119 | 29 | 7 | 17 | 17.01 | 0.82 | 157 | 99530 | 10.219 | 21.1995 | 87.7364 | 0.2 | 58.4336 | 58.4336 | 105.2382 | 58.4336 | 60.2836 | 58.4336 | 58.4336 | 58.4336 | 98.7228 | 87.1842 | 133.1269 | 87.1842 | 101.3391 | 87.1842 | 87.1842 | 87.1842 | 119.8256 | 101.6576
|  | 2841 | 4 | 681 | 9 | 119 | 29 | 7 | 17 | 20 | 0.62 | 158 | 99537 | 11.237 | 31.0042 | 75.7609 | 0.2 | 119.3289 | 119.3289 | 466.4659 | 119.3289 | 207.42 | 119.3289 | 119.3289 | 119.3289 | 226.2507 | 136.3511 | 534.0035 | 136.3511 | 350.8304 | 136.3511 | 136.3511 | 136.3511 | 348.0037 | 132.7754
|  | 2842 | 4 | 682 | 10 | 119 | 29 | 7 | 17 | 22.98 | 0.41 | 158 | 99543 | 12.174 | 40.2481 | 61.9141 | 0.2 | 118.1725 | 118.1725 | 732.3136 | 118.1725 | 445.8986 | 118.1725 | 118.1725 | 118.1725 | 269.1159 | 84.1807 | 935.1166 | 84.1807 | 732.5906 | 84.1807 | 84.1807 | 84.1807 | 643.8418 | 54.578
|  | 2843 | 4 | 683 | 11 | 119 | 29 | 7 | 17 | 24.55 | 1.15 | 159 | 99481 | 12.037 | 48.2175 | 44.8684 | 0.2 | 142.9784 | 142.9784 | 555.2142 | 142.9784 | 557.1116 | 142.9784 | 142.9784 | 142.9784 | 277.7469 | 108.1755 | 862.0781 | 108.1755 | 863.4198 | 108.1755 | 279.0886 | 108.1755 | 728.4383 | 74.4948
|  | 2844 | 4 | 684 | 12 | 119 | 29 | 7 | 17 | 26.13 | 1.89 | 160 | 99419 | 11.74 | 53.8096 | 23.4229 | 0.2 | 134.915 | 134.915 | 369.4585 | 134.915 | 676.3188 | 134.915 | 134.915 | 134.915 | 269.9909 | 82.5752 | 818.6685 | 82.5752 | 1035.6515 | 82.5752 | 486.9739 | 82.5752 | 851.3277 | 44.878
|  | 2845 | 4 | 685 | 13 | 119 | 29 | 7 | 17 | 27.7 | 2.63 | 161 | 99356 | 11.247 | 55.6955 | -1.6898 | 0.2 | 129.0394 | 129.0394 | 129.0394 | 129.0394 | 716.8157 | 129.0394 | 146.3795 | 129.0394 | 263.4589 | 69.6413 | 666.8181 | 69.6413 | 1094.7001 | 69.6413 | 691.3409 | 69.6413 | 892.6159 | 30.7401
|  | 2846 | 4 | 686 | 14 | 119 | 29 | 7 | 17 | 28.27 | 2.81 | 162 | 99261 | 10.583 | 53.261 | -26.4919 | 0.2 | 127.6311 | 127.6311 | 127.6311 | 127.6311 | 684.2984 | 127.6311 | 405.0772 | 127.6311 | 266.3362 | 70.7552 | 463.7755 | 70.7552 | 1053.5827 | 70.7552 | 856.1435 | 70.7552 | 866.0167 | 32.756
|  | 2847 | 4 | 687 | 15 | 119 | 29 | 7 | 17 | 28.84 | 2.98 | 163 | 99166 | 9.86 | 47.2807 | -47.3348 | 0.2 | 117.3301 | 117.3301 | 117.3301 | 117.3301 | 592.2339 | 117.3301 | 632.6067 | 117.3301 | 270.4114 | 69.612 | 241.8636 | 69.612 | 942.0268 | 69.612 | 970.5747 | 69.612 | 798.305 | 39.4279
|  | 2848 | 4 | 688 | 16 | 119 | 29 | 7 | 17 | 29.41 | 3.16 | 164 | 99071 | 9.074 | 39.0908 | -63.8793 | 0.2 | 121.5062 | 121.5062 | 121.5062 | 121.5062 | 444.2196 | 121.5062 | 779.6451 | 121.5062 | 281.137 | 88.2491 | 88.2491 | 88.2491 | 737.5227 | 88.2491 | 974.7044 | 88.2491 | 654.3705 | 58.8723
|  | 2849 | 4 | 689 | 17 | 119 | 29 | 7 | 17 | 27.74 | 2.84 | 163 | 99022 | 9.672 | 29.7396 | -77.4116 | 0.2 | 112.251 | 112.251 | 112.251 | 112.251 | 270.871 | 112.251 | 822.5533 | 112.251 | 279.7559 | 97.9048 | 97.9048 | 97.9048 | 504.0784 | 97.9048 | 894.1767 | 97.9048 | 493.7637 | 77.9675
|  | 2850 | 4 | 690 | 18 | 119 | 29 | 7 | 17 | 26.07 | 2.52 | 162 | 98973 | 10.068 | 19.8999 | -89.2233 | 0.2 | 81.92 | 81.92 | 81.92 | 81.92 | 91.813 | 81.92 | 811.6925 | 81.92 | 256.0555 | 76.2359 | 76.2359 | 76.2359 | 270.0462 | 76.2359 | 779.078 | 76.2359 | 327.987 | 63.7907
|  | 2851 | 4 | 691 | 19 | 119 | 29 | 7 | 17 | 24.4 | 2.21 | 162 | 98924 | 10.295 | 10.0271 | -100.2807 | 0.2 | 163.3511 | 47.5968 | 47.5968 | 47.5968 | 47.5968 | 47.5968 | 685.7762 | 47.5968 | 212.2231 | 49.2811 | 49.2811 | 49.2811 | 49.2811 | 49.2811 | 581.6334 | 49.2811 | 159.1119 | 44.4314
|  | 2852 | 4 | 692 | 20 | 119 | 29 | 7 | 17 | 23.5 | 2.53 | 159 | 98904 | 8.699 | 0.49271 | -111.309 | 0.2 | 1.5318 | 1.5318 | 1.5318 | 1.5318 | 1.5318 | 1.5318 | 1.5318 | 1.5318 | 2.4589 | 2.4589 | 2.4589 | 2.4589 | 2.4589 | 2.4589 | 2.4589 | 2.4589 | 3 | 3
|  | 2853 | 4 | 693 | 21 | 119 | 29 | 7 | 17 | 22.59 | 2.85 | 157 | 98884 | 7.244 | 0 | -122.8962 | 0.2 | 0 | 0 | 0 | 0 | 0 | 0 | 0 | 0 | 0 | 0 | 0 | 0 | 0 | 0 | 0 | 0 | 0 | 0
|  | 2854 | 4 | 694 | 22 | 119 | 29 | 7 | 17 | 21.69 | 3.17 | 155 | 98865 | 5.924 | 0 | -135.5278 | 0.2 | 0 | 0 | 0 | 0 | 0 | 0 | 0 | 0 | 0 | 0 | 0 | 0 | 0 | 0 | 0 | 0 | 0 | 0
|  | 2855 | 4 | 695 | 23 | 119 | 29 | 7 | 17 | 21.31 | 3.14 | 157 | 98848 | 5.718 | 0 | -149.5244 | 0.2 | 0 | 0 | 0 | 0 | 0 | 0 | 0 | 0 | 0 | 0 | 0 | 0 | 0 | 0 | 0 | 0 | 0 | 0
|  | 2856 | 4 | 696 | 24 | 119 | 29 | 7 | 17 | 20.94 | 3.1 | 159 | 98832 | 5.52 | 0 | -164.8744 | 0.2 | 0 | 0 | 0 | 0 | 0 | 0 | 0 | 0 | 0 | 0 | 0 | 0 | 0 | 0 | 0 | 0 | 0 | 0
|  | 2857 | 4 | 697 | 1 | 120 | 30 | 1 | 18 | 20.57 | 3.06 | 161 | 98816 | 5.329 | 0 | 178.8998 | 0.2 | 0 | 0 | 0 | 0 | 0 | 0 | 0 | 0 | 0 | 0 | 0 | 0 | 0 | 0 | 0 | 0 | 0 | 0
|  | 2858 | 4 | 698 | 2 | 120 | 30 | 1 | 18 | 20.07 | 3.17 | 163 | 98747 | 5.589 | 0 | 162.8349 | 0.2 | 0 | 0 | 0 | 0 | 0 | 0 | 0 | 0 | 0 | 0 | 0 | 0 | 0 | 0 | 0 | 0 | 0 | 0
|  | 2859 | 4 | 699 | 3 | 120 | 30 | 1 | 18 | 19.57 | 3.28 | 165 | 98678 | 5.831 | 0 | 147.6998 | 0.2 | 0 | 0 | 0 | 0 | 0 | 0 | 0 | 0 | 0 | 0 | 0 | 0 | 0 | 0 | 0 | 0 | 0 | 0
|  | 2860 | 4 | 700 | 4 | 120 | 30 | 1 | 18 | 19.08 | 3.39 | 167 | 98609 | 6.055 | 0 | 133.9303 | 0.2 | 0 | 0 | 0 | 0 | 0 | 0 | 0 | 0 | 0 | 0 | 0 | 0 | 0 | 0 | 0 | 0 | 0 | 0
|  | 2861 | 4 | 701 | 5 | 120 | 30 | 1 | 18 | 18.57 | 2.88 | 167 | 98698 | 6.231 | 0 | 121.4855 | 0.2 | 0 | 0 | 0 | 0 | 0 | 0 | 0 | 0 | 0 | 0 | 0 | 0 | 0 | 0 | 0 | 0 | 0 | 0
|  | 2862 | 4 | 702 | 6 | 120 | 30 | 1 | 18 | 18.06 | 2.37 | 167 | 98786 | 6.387 | 1.9686 | 110.0202 | 0.2 | 0 | 0 | 0 | 0 | 0 | 0 | 0 | 0 | 0 | 0 | 0 | 0 | 0 | 0 | 0 | 0 | 0 | 0
|  | 2863 | 4 | 703 | 7 | 120 | 30 | 1 | 18 | 17.55 | 1.86 | 167 | 98875 | 6.527 | 11.56 | 99.0386 | 0.2 | 7.7082 | 7.7082 | 7.7082 | 7.7082 | 7.7082 | 7.7082 | 7.7082 | 7.7082 | 12.3292 | 12.3292 | 12.3292 | 12.3292 | 12.3292 | 12.3292 | 12.3292 | 12.3292 | 15 | 15
|  | 2864 | 4 | 704 | 8 | 120 | 30 | 1 | 18 | 17.79 | 2.54 | 162 | 98937 | 7.716 | 21.4484 | 87.9404 | 0.2 | 18.1576 | 18.1576 | 18.1576 | 18.1576 | 18.1576 | 18.1576 | 18.1576 | 18.1576 | 28.8896 | 28.8896 | 28.8896 | 28.8896 | 28.8896 | 28.8896 | 28.8896 | 28.8896 | 35 | 35
|  | 2865 | 4 | 705 | 9 | 120 | 30 | 1 | 18 | 18.03 | 3.22 | 157 | 98999 | 8.945 | 31.2582 | 75.9749 | 0.2 | 30.8874 | 30.8874 | 30.8874 | 30.8874 | 30.8874 | 30.8874 | 30.8874 | 30.8874 | 48.8968 | 48.8968 | 48.8968 | 48.8968 | 48.8968 | 48.8968 | 48.8968 | 48.8968 | 59 | 59
|  | 2866 | 4 | 706 | 10 | 120 | 30 | 1 | 18 | 18.27 | 3.9 | 152 | 99061 | 10.21 | 40.5154 | 62.1284 | 0.2 | 99.4225 | 99.4225 | 115.1312 | 99.4225 | 107.7299 | 99.4225 | 99.4225 | 99.4225 | 158.8573 | 153.9939 | 175.8392 | 153.9939 | 170.6057 | 153.9939 | 153.9939 | 153.9939 | 199.0589 | 183.8736
|  | 2867 | 4 | 707 | 11 | 120 | 30 | 1 | 18 | 19.1 | 3.46 | 167 | 99061 | 10.072 | 48.5054 | 45.0539 | 0.2 | 159.3002 | 159.3002 | 237.3028 | 159.3002 | 237.1562 | 159.3002 | 159.3002 | 159.3002 | 257.3811 | 224.3337 | 367.5897 | 224.3337 | 367.486 | 224.3337 | 257.2774 | 224.3337 | 379.4059 | 254.8138
|  | 2868 | 4 | 708 | 12 | 120 | 30 | 1 | 18 | 19.93 | 3.01 | 183 | 99061 | 9.886 | 54.1179 | 23.5162 | 0.2 | 190.7467 | 190.7467 | 304.3195 | 190.7467 | 451.7439 | 190.7467 | 190.7467 | 190.7467 | 323.1781 | 229.5058 | 588.0391 | 229.5058 | 692.2839 | 229.5058 | 427.4229 | 229.5058 | 635.3598 | 241.8901
|  | 2869 | 4 | 709 | 13 | 120 | 30 | 1 | 18 | 20.76 | 2.57 | 198 | 99061 | 9.649 | 56.0064 | -1.7565 | 0.2 | 189.0533 | 189.0533 | 189.0533 | 189.0533 | 527.816 | 189.0533 | 199.442 | 189.0533 | 320.5389 | 204.6934 | 552.7344 | 204.6934 | 799.6217 | 204.6934 | 567.4261 | 204.6934 | 702.8434 | 200.2505
|  | 2870 | 4 | 710 | 14 | 120 | 30 | 1 | 18 | 20.22 | 2.17 | 207 | 99111 | 9.94 | 53.5482 | -26.7014 | 0.2 | 164.8065 | 164.8065 | 164.8065 | 164.8065 | 608.8033 | 164.8065 | 388.1268 | 164.8065 | 302.0464 | 140.2341 | 458.0883 | 140.2341 | 929.9528 | 140.2341 | 773.9109 | 140.2341 | 785.2859 | 112.4518
|  | 2871 | 4 | 711 | 15 | 120 | 30 | 1 | 18 | 19.69 | 1.77 | 216 | 99160 | 10.206 | 47.5343 | -47.6063 | 0.2 | 146.3395 | 146.3395 | 146.3395 | 146.3395 | 559.1736 | 146.3395 | 598.5497 | 146.3395 | 292.6109 | 111.4561 | 264.7678 | 111.4561 | 876.4465 | 111.4561 | 904.2896 | 111.4561 | 746.854 | 77.8283
|  | 2872 | 4 | 712 | 16 | 120 | 30 | 1 | 18 | 19.16 | 1.37 | 224 | 99209 | 10.443 | 39.3177 | -64.1579 | 0.2 | 143.739 | 143.739 | 143.739 | 143.739 | 198.0358 | 143.739 | 255.8469 | 143.739 | 238.1309 | 204.3862 | 204.3862 | 204.3862 | 314.9181 | 204.3862 | 355.7967 | 204.3862 | 335.29 | 233.271
|  | 2873 | 4 | 713 | 17 | 120 | 30 | 1 | 18 | 18.04 | 1.28 | 226 | 99265 | 10.435 | 29.9511 | -77.6779 | 0.2 | 118.7013 | 118.7013 | 118.7013 | 118.7013 | 149.8669 | 118.7013 | 261.3754 | 118.7013 | 206.961 | 169.4959 | 169.4959 | 169.4959 | 251.0357 | 169.4959 | 329.8842 | 169.4959 | 278.3295 | 194.1804
|  | 2874 | 4 | 714 | 18 | 120 | 30 | 1 | 18 | 14.69 | 1.31 | 228 | 99320 | 9.913 | 20.1063 | -89.474 | 0.2 | 34.5426 | 34.5426 | 34.5426 | 34.5426 | 34.5427 | 34.5426 | 34.5575 | 34.5426 | 54.6925 | 54.6887 | 54.6887 | 54.6887 | 54.6927 | 54.6887 | 54.7031 | 54.6887 | 66 | 65.9945
|  | 2875 | 4 | 715 | 19 | 120 | 30 | 1 | 18 | 14.44 | 1.37 | 230 | 99376 | 9.729 | 10.237 | -100.5167 | 0.2 | 68.1537 | 44.1415 | 44.1415 | 44.1415 | 44.1415 | 44.1415 | 173.4891 | 44.1415 | 96.2449 | 62.4658 | 62.4658 | 62.4658 | 62.4658 | 62.4658 | 170.7283 | 62.4658 | 94.0567 | 70.298
|  | 2876 | 4 | 716 | 20 | 120 | 30 | 1 | 18 | 14.19 | 1.44 | 233 | 99478 | 9.544 | 0.71346 | -111.5311 | 0.2 | 2.0475 | 2.0475 | 2.0475 | 2.0475 | 2.0475 | 2.0475 | 2.0475 | 2.0475 | 3.2821 | 3.2821 | 3.2821 | 3.2821 | 3.2821 | 3.2821 | 3.2821 | 3.2821 | 4 | 4
|  | 2877 | 4 | 717 | 21 | 120 | 30 | 1 | 18 | 13.94 | 1.5 | 235 | 99579 | 9.362 | 0 | -123.1023 | 0.2 | 0 | 0 | 0 | 0 | 0 | 0 | 0 | 0 | 0 | 0 | 0 | 0 | 0 | 0 | 0 | 0 | 0 | 0
|  | 2878 | 4 | 718 | 22 | 120 | 30 | 1 | 18 | 13.69 | 1.56 | 238 | 99681 | 9.184 | 0 | -135.7109 | 0.2 | 0 | 0 | 0 | 0 | 0 | 0 | 0 | 0 | 0 | 0 | 0 | 0 | 0 | 0 | 0 | 0 | 0 | 0
|  | 2879 | 4 | 719 | 23 | 120 | 30 | 1 | 18 | 13.44 | 1.62 | 234 | 99730 | 9.012 | 0 | -149.6719 | 0.2 | 0 | 0 | 0 | 0 | 0 | 0 | 0 | 0 | 0 | 0 | 0 | 0 | 0 | 0 | 0 | 0 | 0 | 0
|  | 2880 | 4 | 720 | 24 | 120 | 30 | 1 | 18 | 13.19 | 1.68 | 230 | 99779 | 8.845 | 0 | -164.9698 | 0.2 | 0 | 0 | 0 | 0 | 0 | 0 | 0 | 0 | 0 | 0 | 0 | 0 | 0 | 0 | 0 | 0 | 0 | 0
|  | 2881 | 5 | 1 | 1 | 121 | 1 | 2 | 18 | 12.94 | 1.74 | 226 | 99828 | 8.68 | 0 | 178.8726 | 0.2 | 0 | 0 | 0 | 0 | 0 | 0 | 0 | 0 | 0 | 0 | 0 | 0 | 0 | 0 | 0 | 0 | 0 | 0
|  | 2882 | 5 | 2 | 2 | 121 | 1 | 2 | 18 | 12.69 | 1.81 | 294 | 100749 | 8.443 | 0 | 162.8726 | 0.2 | 0 | 0 | 0 | 0 | 0 | 0 | 0 | 0 | 0 | 0 | 0 | 0 | 0 | 0 | 0 | 0 | 0 | 0
|  | 2883 | 5 | 3 | 3 | 121 | 1 | 2 | 18 | 12.44 | 1.87 | 294 | 100785 | 8.286 | 0 | 147.7917 | 0.2 | 0 | 0 | 0 | 0 | 0 | 0 | 0 | 0 | 0 | 0 | 0 | 0 | 0 | 0 | 0 | 0 | 0 | 0
|  | 2884 | 5 | 4 | 4 | 121 | 1 | 2 | 18 | 12.19 | 1.93 | 294 | 100821 | 8.132 | 0 | 134.0612 | 0.2 | 0 | 0 | 0 | 0 | 0 | 0 | 0 | 0 | 0 | 0 | 0 | 0 | 0 | 0 | 0 | 0 | 0 | 0
|  | 2885 | 5 | 5 | 5 | 121 | 1 | 2 | 18 | 11.94 | 1.99 | 289 | 100847 | 7.981 | 0 | 121.6428 | 0.2 | 0 | 0 | 0 | 0 | 0 | 0 | 0 | 0 | 0 | 0 | 0 | 0 | 0 | 0 | 0 | 0 | 0 | 0
|  | 2886 | 5 | 6 | 6 | 121 | 1 | 2 | 18 | 11.7 | 2.05 | 285 | 100874 | 7.838 | 2.2226 | 110.1961 | 0.2 | 0 | 0 | 0 | 0 | 0 | 0 | 0 | 0 | 0 | 0 | 0 | 0 | 0 | 0 | 0 | 0 | 0 | 0
|  | 2887 | 5 | 7 | 7 | 121 | 1 | 2 | 18 | 11.45 | 2.12 | 280 | 100900 | 7.692 | 11.806 | 99.2293 | 0.2 | 62.385 | 35.9778 | 198.4945 | 35.9778 | 35.9778 | 35.9778 | 35.9778 | 35.9778 | 86.0943 | 43.0866 | 182.3383 | 43.0866 | 48.7489 | 43.0866 | 43.0866 | 43.0866 | 76.0042 | 41.5893
|  | 2888 | 5 | 8 | 8 | 121 | 1 | 2 | 18 | 11.2 | 2.18 | 307 | 100923 | 7.549 | 21.6923 | 88.1443 | 0.2 | 86.873 | 86.873 | 475.7774 | 86.873 | 99.4736 | 86.873 | 86.873 | 86.873 | 196.2121 | 95.673 | 480.119 | 95.673 | 214.0321 | 95.673 | 95.673 | 95.673 | 243.4406 | 88.6562
|  | 2889 | 5 | 9 | 9 | 121 | 1 | 2 | 18 | 10.95 | 2.24 | 333 | 100946 | 7.408 | 31.5071 | 76.1892 | 0.2 | 117.4985 | 117.4985 | 635.4888 | 117.4985 | 244.8323 | 117.4985 | 117.4985 | 117.4985 | 256.4753 | 115.3138 | 712.7884 | 115.3138 | 436.5526 | 115.3138 | 115.3138 | 115.3138 | 426.7818 | 99.8155
|  | 2890 | 5 | 10 | 10 | 121 | 1 | 2 | 18 | 16.44 | 2.21 | 360 | 100969 | 8.944 | 40.7774 | 62.344 | 0.2 | 134.955 | 134.955 | 648.1815 | 134.955 | 403.9027 | 134.955 | 134.955 | 134.955 | 279.8382 | 116.6374 | 832.9188 | 116.6374 | 660.1876 | 116.6374 | 116.6374 | 116.6374 | 591.1396 | 91.3912
|  | 2891 | 5 | 11 | 11 | 121 | 1 | 2 | 18 | 16.62 | 2.42 | 358 | 100959 | 8.853 | 48.7882 | 45.242 | 0.2 | 144.736 | 144.736 | 543.5407 | 144.736 | 540.1854 | 144.736 | 144.736 | 144.736 | 285.8703 | 112.0447 | 847.4928 | 112.0447 | 845.1203 | 112.0447 | 283.4977 | 112.0447 | 720.3539 | 79.0779
|  | 2892 | 5 | 12 | 12 | 121 | 1 | 2 | 18 | 16.8 | 2.64 | 356 | 100949 | 8.757 | 54.4215 | 23.6134 | 0.2 | 148.4212 | 148.4212 | 359.8769 | 148.4212 | 632.1147 | 148.4212 | 148.4212 | 148.4212 | 284.9143 | 105.1335 | 776.459 | 105.1335 | 968.9602 | 105.1335 | 477.4155 | 105.1335 | 804.9979 | 67.0559
|  | 2893 | 5 | 13 | 13 | 121 | 1 | 2 | 18 | 16.98 | 2.86 | 354 | 100939 | 8.659 | 56.3133 | -1.8193 | 0.2 | 159.6422 | 159.6422 | 159.6422 | 159.6422 | 639.3602 | 159.6422 | 174.8801 | 159.6422 | 296.8505 | 126.9235 | 625.2875 | 126.9235 | 975.2742 | 126.9235 | 646.8372 | 126.9235 | 815.6833 | 95.6523
|  | 2894 | 5 | 14 | 14 | 121 | 1 | 2 | 18 | 17.45 | 3.16 | 359 | 100932 | 8.138 | 53.832 | -26.9073 | 0.2 | 192.67 | 192.67 | 192.67 | 192.67 | 407.7662 | 192.67 | 301.8289 | 192.67 | 321.2864 | 240.0673 | 396.1954 | 240.0673 | 625.4784 | 240.0673 | 550.5694 | 240.0673 | 586.1759 | 256.2185
|  | 2895 | 5 | 15 | 15 | 121 | 1 | 2 | 18 | 17.93 | 3.46 | 4 | 100926 | 7.581 | 47.7852 | -47.8739 | 0.2 | 101.2307 | 101.2307 | 101.2307 | 101.2307 | 109.035 | 101.2307 | 109.86 | 101.2307 | 160.4343 | 156.8842 | 159.8509 | 156.8842 | 171.4713 | 156.8842 | 172.0546 | 156.8842 | 200 | 187.1751
|  | 2896 | 5 | 16 | 16 | 121 | 1 | 2 | 18 | 18.41 | 3.77 | 9 | 100919 | 6.983 | 39.5423 | -64.4323 | 0.2 | 155.2059 | 155.2059 | 155.2059 | 155.2059 | 233.3314 | 155.2059 | 318.5028 | 155.2059 | 266.0232 | 215.5898 | 215.5898 | 215.5898 | 376.5093 | 215.5898 | 436.7346 | 215.5898 | 393.754 | 244.3049
|  | 2897 | 5 | 17 | 17 | 121 | 1 | 2 | 18 | 17.55 | 2.99 | 10 | 100910 | 7.07 | 30.1608 | -77.94 | 0.2 | 133.1978 | 133.1978 | 133.1978 | 133.1978 | 212.105 | 133.1978 | 502.5244 | 133.1978 | 262.2403 | 162.8554 | 162.8554 | 162.8554 | 373.832 | 162.8554 | 579.1895 | 162.8554 | 389.0275 | 169.5688
|  | 2898 | 5 | 18 | 18 | 121 | 1 | 2 | 18 | 16.69 | 2.21 | 11 | 100900 | 7.127 | 20.3112 | -89.7203 | 0.2 | 86.646 | 86.646 | 86.646 | 86.646 | 87.5244 | 86.646 | 266.5667 | 86.646 | 166.2251 | 119.7561 | 119.7561 | 119.7561 | 167.4672 | 119.7561 | 294.0693 | 119.7561 | 200.1528 | 133.5575
|  | 2899 | 5 | 19 | 19 | 121 | 1 | 2 | 18 | 15.84 | 1.43 | 12 | 100890 | 7.159 | 10.4456 | -100.7483 | 0.2 | 63.2588 | 42.9065 | 42.9065 | 42.9065 | 42.9065 | 42.9065 | 150.1223 | 42.9065 | 89.5977 | 60.9802 | 60.9802 | 60.9802 | 60.9802 | 60.9802 | 151.0195 | 60.9802 | 88.7529 | 68.634
|  | 2900 | 5 | 20 | 20 | 121 | 1 | 2 | 18 | 14.68 | 1.74 | 18 | 100916 | 7.105 | 0.93277 | -111.7487 | 0.2 | 13.4583 | 7.7942 | 7.7942 | 7.7942 | 7.7942 | 7.7942 | 21.9922 | 7.7942 | 16.3635 | 12.1824 | 12.1824 | 12.1824 | 12.1824 | 12.1824 | 22.3979 | 12.1824 | 14.9164 | 14.6676
|  | 2901 | 5 | 21 | 21 | 121 | 1 | 2 | 18 | 13.52 | 2.04 | 24 | 100942 | 7.015 | 0 | -123.3036 | 0.2 | 0 | 0 | 0 | 0 | 0 | 0 | 0 | 0 | 0 | 0 | 0 | 0 | 0 | 0 | 0 | 0 | 0 | 0
|  | 2902 | 5 | 22 | 22 | 121 | 1 | 2 | 18 | 12.36 | 2.34 | 29 | 100969 | 6.897 | 0 | -135.8892 | 0.2 | 0 | 0 | 0 | 0 | 0 | 0 | 0 | 0 | 0 | 0 | 0 | 0 | 0 | 0 | 0 | 0 | 0 | 0
|  | 2903 | 5 | 23 | 23 | 121 | 1 | 2 | 18 | 12.41 | 1.66 | 22 | 100949 | 7.009 | 0 | -149.8147 | 0.2 | 0 | 0 | 0 | 0 | 0 | 0 | 0 | 0 | 0 | 0 | 0 | 0 | 0 | 0 | 0 | 0 | 0 | 0
|  | 2904 | 5 | 24 | 24 | 121 | 1 | 2 | 18 | 12.46 | 0.97 | 16 | 100929 | 7.123 | 0 | -165.0611 | 0.2 | 0 | 0 | 0 | 0 | 0 | 0 | 0 | 0 | 0 | 0 | 0 | 0 | 0 | 0 | 0 | 0 | 0 | 0
|  | 2905 | 5 | 25 | 1 | 122 | 2 | 3 | 18 | 12.5 | 0.28 | 9 | 100910 | 7.231 | 0 | 178.8484 | 0.2 | 0 | 0 | 0 | 0 | 0 | 0 | 0 | 0 | 0 | 0 | 0 | 0 | 0 | 0 | 0 | 0 | 0 | 0
|  | 2906 | 5 | 26 | 2 | 122 | 2 | 3 | 18 | 12 | 0.55 | 55 | 100860 | 7.08 | 0 | 162.9121 | 0.2 | 0 | 0 | 0 | 0 | 0 | 0 | 0 | 0 | 0 | 0 | 0 | 0 | 0 | 0 | 0 | 0 | 0 | 0
|  | 2907 | 5 | 27 | 3 | 122 | 2 | 3 | 18 | 11.5 | 0.83 | 102 | 100811 | 6.93 | 0 | 147.8843 | 0.2 | 0 | 0 | 0 | 0 | 0 | 0 | 0 | 0 | 0 | 0 | 0 | 0 | 0 | 0 | 0 | 0 | 0 | 0
|  | 2908 | 5 | 28 | 4 | 122 | 2 | 3 | 18 | 11 | 1.1 | 148 | 100762 | 6.781 | 0 | 134.1921 | 0.2 | 0 | 0 | 0 | 0 | 0 | 0 | 0 | 0 | 0 | 0 | 0 | 0 | 0 | 0 | 0 | 0 | 0 | 0
|  | 2909 | 5 | 29 | 5 | 122 | 2 | 3 | 18 | 11.14 | 1.06 | 154 | 100756 | 6.974 | 0 | 121.7996 | 0.2 | 0 | 0 | 0 | 0 | 0 | 0 | 0 | 0 | 0 | 0 | 0 | 0 | 0 | 0 | 0 | 0 | 0 | 0
|  | 2910 | 5 | 30 | 6 | 122 | 2 | 3 | 18 | 11.28 | 1.01 | 160 | 100749 | 7.169 | 2.4717 | 110.3715 | 0.2 | 0 | 0 | 0 | 0 | 0 | 0 | 0 | 0 | 0 | 0 | 0 | 0 | 0 | 0 | 0 | 0 | 0 | 0
|  | 2911 | 5 | 31 | 7 | 122 | 2 | 3 | 18 | 11.43 | 0.97 | 166 | 100742 | 7.373 | 12.0471 | 99.4195 | 0.2 | 60.8785 | 36.2517 | 184.6967 | 36.2517 | 36.2517 | 36.2517 | 36.2517 | 36.2517 | 83.7725 | 43.6509 | 171.3252 | 43.6509 | 48.9448 | 43.6509 | 43.6509 | 43.6509 | 74.3033 | 42.1897
|  | 2912 | 5 | 32 | 8 | 122 | 2 | 3 | 18 | 13.8 | 0.74 | 122 | 100723 | 7.771 | 21.9311 | 88.3478 | 0.2 | 87.2131 | 87.2131 | 509.5351 | 87.2131 | 99.3947 | 87.2131 | 87.2131 | 87.2131 | 205.7489 | 94.0768 | 512.9892 | 94.0768 | 222.9762 | 94.0768 | 94.0768 | 94.0768 | 256.1451 | 86.0354
|  | 2913 | 5 | 33 | 9 | 122 | 2 | 3 | 18 | 16.17 | 0.51 | 77 | 100703 | 8.069 | 31.7508 | 76.4038 | 0.2 | 114.8085 | 114.8085 | 664.5203 | 114.8085 | 247.759 | 114.8085 | 114.8085 | 114.8085 | 261.6872 | 108.2168 | 744.4023 | 108.2168 | 449.7076 | 108.2168 | 108.2168 | 108.2168 | 440.5572 | 90.5668
|  | 2914 | 5 | 34 | 10 | 122 | 2 | 3 | 18 | 18.54 | 0.29 | 32 | 100683 | 8.228 | 41.0342 | 62.5607 | 0.2 | 135.0788 | 135.0788 | 648.3963 | 135.0788 | 401.6038 | 135.0788 | 135.0788 | 135.0788 | 283.7969 | 116.3088 | 835.2289 | 116.3088 | 660.7203 | 116.3088 | 116.3088 | 116.3088 | 594.2017 | 90.8127
|  | 2915 | 5 | 35 | 11 | 122 | 2 | 3 | 18 | 18.89 | 0.77 | 10 | 100651 | 7.991 | 49.0658 | 45.4328 | 0.2 | 142.0232 | 142.0232 | 550.0531 | 142.0232 | 543.9349 | 142.0232 | 142.0232 | 142.0232 | 288.6874 | 105.9209 | 861.4026 | 105.9209 | 857.0764 | 105.9209 | 284.3612 | 105.9209 | 732.0153 | 71.6328
|  | 2916 | 5 | 36 | 12 | 122 | 2 | 3 | 18 | 19.25 | 1.26 | 348 | 100618 | 7.745 | 54.7204 | 23.7146 | 0.2 | 148.8932 | 148.8932 | 360.0223 | 148.8932 | 629.5261 | 148.8932 | 148.8932 | 148.8932 | 290.1083 | 105.3019 | 779.2578 | 105.3019 | 969.8258 | 105.3019 | 480.6762 | 105.3019 | 809.0494 | 67.0608
|  | 2917 | 5 | 37 | 13 | 122 | 2 | 3 | 18 | 19.61 | 1.74 | 326 | 100585 | 7.482 | 56.6161 | -1.8782 | 0.2 | 169.9929 | 169.9929 | 169.9929 | 169.9929 | 606.1278 | 169.9929 | 184.2947 | 169.9929 | 308.0521 | 148.2045 | 606.3332 | 148.2045 | 924.8402 | 148.2045 | 626.5591 | 148.2045 | 783.068 | 120.8743
|  | 2918 | 5 | 38 | 14 | 122 | 2 | 3 | 18 | 19.52 | 2.47 | 318 | 100543 | 7.458 | 54.1124 | -27.1095 | 0.2 | 194.1921 | 194.1921 | 194.1921 | 194.1921 | 440.3725 | 194.1921 | 320.2203 | 194.1921 | 332.1966 | 235.9933 | 417.157 | 235.9933 | 680.3483 | 235.9933 | 595.3879 | 235.9933 | 631.9418 | 249.7093
|  | 2919 | 5 | 39 | 15 | 122 | 2 | 3 | 18 | 19.44 | 3.21 | 309 | 100500 | 7.439 | 48.0332 | -48.1375 | 0.2 | 143.7135 | 143.7135 | 143.7135 | 143.7135 | 168.3757 | 143.7135 | 171.2362 | 143.7135 | 230.6155 | 218.9983 | 228.5928 | 218.9983 | 265.4931 | 218.9983 | 267.5157 | 218.9983 | 300.7624 | 259.6711
|  | 2920 | 5 | 40 | 16 | 122 | 2 | 3 | 18 | 19.35 | 3.94 | 300 | 100457 | 7.415 | 39.7648 | -64.7025 | 0.2 | 78.8813 | 78.8813 | 78.8813 | 78.8813 | 82.2601 | 78.8813 | 86.0301 | 78.8813 | 125.3721 | 123.1087 | 123.1087 | 123.1087 | 130.1505 | 123.1087 | 132.8163 | 123.1087 | 154 | 147.4203
|  | 2921 | 5 | 41 | 17 | 122 | 2 | 3 | 18 | 18.31 | 3.97 | 302 | 100480 | 7.339 | 30.3687 | -78.1976 | 0.2 | 101.5428 | 101.5428 | 101.5428 | 101.5428 | 111.2154 | 101.5428 | 147.8337 | 101.5428 | 168.5823 | 155.8276 | 155.8276 | 155.8276 | 182.2615 | 155.8276 | 208.1545 | 155.8276 | 213.4449 | 185.7343
|  | 2922 | 5 | 42 | 18 | 122 | 2 | 3 | 18 | 17.27 | 4 | 305 | 100503 | 7.239 | 20.5146 | -89.9622 | 0.2 | 57.5964 | 57.5964 | 57.5964 | 57.5964 | 57.6086 | 57.5964 | 76.049 | 57.5964 | 94.8847 | 90.0111 | 90.0111 | 90.0111 | 94.9019 | 90.0111 | 107.9412 | 90.0111 | 115 | 108.0955
|  | 2923 | 5 | 43 | 19 | 122 | 2 | 3 | 18 | 16.24 | 4.03 | 308 | 100526 | 7.123 | 10.6528 | -100.9754 | 0.2 | 37.8223 | 32.9189 | 32.9189 | 32.9189 | 32.9189 | 32.9189 | 58.2025 | 32.9189 | 58.3597 | 51.467 | 51.467 | 51.467 | 51.467 | 51.467 | 72.7708 | 51.467 | 66.7542 | 61.9098
|  | 2924 | 5 | 44 | 20 | 122 | 2 | 3 | 18 | 15.07 | 3.43 | 308 | 100595 | 6.893 | 1.1506 | -111.9616 | 0.2 | 87.5516 | 11.2113 | 11.2113 | 11.2113 | 11.2113 | 11.2113 | 200.5255 | 11.2113 | 74.4085 | 17.5288 | 17.5288 | 17.5288 | 17.5288 | 17.5288 | 154.2931 | 17.5288 | 25.6468 | 21.5471
|  | 2925 | 5 | 45 | 21 | 122 | 2 | 3 | 18 | 13.9 | 2.83 | 308 | 100664 | 6.654 | 0 | -123.5001 | 0.2 | 0 | 0 | 0 | 0 | 0 | 0 | 0 | 0 | 0 | 0 | 0 | 0 | 0 | 0 | 0 | 0 | 0 | 0
|  | 2926 | 5 | 46 | 22 | 122 | 2 | 3 | 18 | 12.73 | 2.23 | 307 | 100733 | 6.408 | 0 | -136.0626 | 0.2 | 0 | 0 | 0 | 0 | 0 | 0 | 0 | 0 | 0 | 0 | 0 | 0 | 0 | 0 | 0 | 0 | 0 | 0
|  | 2927 | 5 | 47 | 23 | 122 | 2 | 3 | 18 | 12.4 | 2.41 | 309 | 100756 | 6.533 | 0 | -149.9527 | 0.2 | 0 | 0 | 0 | 0 | 0 | 0 | 0 | 0 | 0 | 0 | 0 | 0 | 0 | 0 | 0 | 0 | 0 | 0
|  | 2928 | 5 | 48 | 24 | 122 | 2 | 3 | 18 | 12.07 | 2.59 | 311 | 100778 | 6.65 | 0 | -165.1482 | 0.2 | 0 | 0 | 0 | 0 | 0 | 0 | 0 | 0 | 0 | 0 | 0 | 0 | 0 | 0 | 0 | 0 | 0 | 0
|  | 2929 | 5 | 49 | 1 | 123 | 3 | 4 | 18 | 11.74 | 2.77 | 312 | 100801 | 6.758 | 0 | 178.8273 | 0.2 | 0 | 0 | 0 | 0 | 0 | 0 | 0 | 0 | 0 | 0 | 0 | 0 | 0 | 0 | 0 | 0 | 0 | 0
|  | 2930 | 5 | 50 | 2 | 123 | 3 | 4 | 18 | 11.06 | 2.54 | 320 | 100801 | 6.393 | 0 | 162.9534 | 0.2 | 0 | 0 | 0 | 0 | 0 | 0 | 0 | 0 | 0 | 0 | 0 | 0 | 0 | 0 | 0 | 0 | 0 | 0
|  | 2931 | 5 | 51 | 3 | 123 | 3 | 4 | 18 | 10.37 | 2.31 | 327 | 100801 | 6.042 | 0 | 147.9776 | 0.2 | 0 | 0 | 0 | 0 | 0 | 0 | 0 | 0 | 0 | 0 | 0 | 0 | 0 | 0 | 0 | 0 | 0 | 0
|  | 2932 | 5 | 52 | 4 | 123 | 3 | 4 | 18 | 9.69 | 2.08 | 334 | 100801 | 5.712 | 0 | 134.3229 | 0.2 | 0 | 0 | 0 | 0 | 0 | 0 | 0 | 0 | 0 | 0 | 0 | 0 | 0 | 0 | 0 | 0 | 0 | 0
|  | 2933 | 5 | 53 | 5 | 123 | 3 | 4 | 18 | 9.69 | 2.49 | 339 | 100834 | 5.687 | 0 | 121.9561 | 0.2 | 0 | 0 | 0 | 0 | 0 | 0 | 0 | 0 | 0 | 0 | 0 | 0 | 0 | 0 | 0 | 0 | 0 | 0
|  | 2934 | 5 | 54 | 6 | 123 | 3 | 4 | 18 | 9.68 | 2.89 | 343 | 100867 | 5.658 | 2.7159 | 110.5463 | 0.2 | 0 | 0 | 0 | 0 | 0 | 0 | 0 | 0 | 0 | 0 | 0 | 0 | 0 | 0 | 0 | 0 | 0 | 0
|  | 2935 | 5 | 55 | 7 | 123 | 3 | 4 | 18 | 9.68 | 3.3 | 347 | 100900 | 5.634 | 12.2831 | 99.6092 | 0.2 | 33.5543 | 27.3074 | 64.2057 | 27.3074 | 27.3074 | 27.3074 | 27.3074 | 27.3074 | 49.0697 | 38.8909 | 70.7435 | 38.8909 | 40.2352 | 38.8909 | 38.8909 | 38.8909 | 51.5848 | 43.4367
|  | 2936 | 5 | 56 | 8 | 123 | 3 | 4 | 18 | 10.19 | 3.2 | 352 | 100910 | 5.278 | 22.1648 | 88.551 | 0.2 | 80.0803 | 80.0803 | 306.6683 | 80.0803 | 85.8117 | 80.0803 | 80.0803 | 80.0803 | 162.7487 | 101.5099 | 327.0233 | 101.5099 | 170.8541 | 101.5099 | 101.5099 | 101.5099 | 198.554 | 106.2179
|  | 2937 | 5 | 57 | 9 | 123 | 3 | 4 | 18 | 10.7 | 3.1 | 358 | 100919 | 4.892 | 31.9892 | 76.6186 | 0.2 | 112.2334 | 112.2334 | 717.9344 | 112.2334 | 256.3241 | 112.2334 | 112.2334 | 112.2334 | 273.4653 | 100.3713 | 803.6482 | 100.3713 | 477.2404 | 100.3713 | 100.3713 | 100.3713 | 469.8248 | 80.9422
|  | 2938 | 5 | 58 | 10 | 123 | 3 | 4 | 18 | 11.22 | 3.01 | 3 | 100929 | 4.474 | 41.2855 | 62.7786 | 0.2 | 126.8432 | 126.8432 | 687.8162 | 126.8432 | 415.409 | 126.8432 | 126.8432 | 126.8432 | 286.1408 | 98.5033 | 886.8554 | 98.5033 | 694.2345 | 98.5033 | 98.5033 | 98.5033 | 623.1739 | 69.2486
|  | 2939 | 5 | 59 | 11 | 123 | 3 | 4 | 18 | 11.92 | 3.06 | 2 | 100893 | 4.154 | 49.3381 | 45.6261 | 0.2 | 133.6406 | 133.6406 | 564.8125 | 133.6406 | 555.4903 | 133.6406 | 133.6406 | 133.6406 | 288.1769 | 89.9084 | 891.3542 | 89.9084 | 884.7624 | 89.9084 | 281.5851 | 89.9084 | 755.6654 | 53.4217
|  | 2940 | 5 | 60 | 12 | 123 | 3 | 4 | 18 | 12.62 | 3.12 | 1 | 100857 | 3.792 | 55.0144 | 23.8197 | 0.2 | 137.9042 | 137.9042 | 362.1641 | 137.9042 | 645.8959 | 137.9042 | 137.9042 | 137.9042 | 286.9314 | 85.0733 | 804.7115 | 85.0733 | 1005.3402 | 85.0733 | 487.5601 | 85.0733 | 838.0054 | 44.5432
|  | 2941 | 5 | 61 | 13 | 123 | 3 | 4 | 18 | 13.33 | 3.17 | 0 | 100821 | 3.388 | 56.9147 | -1.9329 | 0.2 | 143.8659 | 143.8659 | 143.8659 | 143.8659 | 669.1897 | 143.8659 | 161.5942 | 143.8659 | 290.103 | 91.0992 | 649.0272 | 91.0992 | 1033.0231 | 91.0992 | 674.0989 | 91.0992 | 856.4497 | 49.692
|  | 2942 | 5 | 62 | 14 | 123 | 3 | 4 | 18 | 13.71 | 3.33 | 360 | 100778 | 3.427 | 54.3893 | -27.3078 | 0.2 | 148.9753 | 148.9753 | 148.9753 | 148.9753 | 628.9762 | 148.9753 | 396.8045 | 148.9753 | 298.0492 | 104.1259 | 462.2194 | 104.1259 | 976.8729 | 104.1259 | 812.7028 | 104.1259 | 819.7271 | 65.4772
|  | 2943 | 5 | 63 | 15 | 123 | 3 | 4 | 18 | 14.1 | 3.49 | 359 | 100736 | 3.467 | 48.2785 | -48.397 | 0.2 | 138.4438 | 138.4438 | 138.4438 | 138.4438 | 551.3857 | 138.4438 | 603.5017 | 138.4438 | 298.3042 | 97.0818 | 261.4526 | 97.0818 | 882.2922 | 97.0818 | 919.1437 | 97.0818 | 758.7442 | 61.2309
|  | 2944 | 5 | 64 | 16 | 123 | 3 | 4 | 18 | 14.48 | 3.64 | 358 | 100693 | 3.505 | 39.985 | -64.9683 | 0.2 | 150.5062 | 150.5062 | 150.5062 | 150.5062 | 387.5232 | 150.5062 | 658.0566 | 150.5062 | 309.8431 | 145.2517 | 145.2517 | 145.2517 | 645.0357 | 145.2517 | 836.3317 | 145.2517 | 596.8876 | 127.1032
|  | 2945 | 5 | 65 | 17 | 123 | 3 | 4 | 18 | 13.93 | 3.12 | 0 | 100687 | 3.643 | 30.5748 | -78.4508 | 0.2 | 133.797 | 133.797 | 133.797 | 133.797 | 224.5092 | 133.797 | 577.7103 | 133.797 | 278.3659 | 153.2263 | 153.2263 | 153.2263 | 406.6523 | 153.2263 | 656.4031 | 153.2263 | 419.6895 | 152.0032
|  | 2946 | 5 | 66 | 18 | 123 | 3 | 4 | 18 | 13.38 | 2.59 | 2 | 100680 | 3.768 | 20.7164 | -90.1995 | 0.2 | 96.0702 | 93.8516 | 93.8516 | 93.8516 | 93.8516 | 93.8516 | 731.0212 | 93.8516 | 268.4478 | 96.483 | 96.483 | 96.483 | 265.3103 | 96.483 | 717.426 | 96.483 | 328.4237 | 87.4472
|  | 2947 | 5 | 67 | 19 | 123 | 3 | 4 | 18 | 12.84 | 2.07 | 4 | 100674 | 3.88 | 10.8585 | -101.1979 | 0.2 | 109.3665 | 58.5402 | 58.5402 | 58.5402 | 58.5402 | 58.5402 | 315.2811 | 58.5402 | 148.7582 | 77.3196 | 77.3196 | 77.3196 | 77.3196 | 77.3196 | 294.3618 | 77.3196 | 133.0786 | 82.8753
|  | 2948 | 5 | 68 | 20 | 123 | 3 | 4 | 18 | 11.36 | 2.13 | 6 | 100713 | 4.019 | 1.3669 | -112.1698 | 0.2 | 51.242 | 14.6908 | 14.6908 | 14.6908 | 14.6908 | 14.6908 | 104.3922 | 14.6908 | 49.6952 | 22.2153 | 22.2153 | 22.2153 | 22.2153 | 22.2153 | 87.278 | 22.2153 | 28.3112 | 26
|  | 2949 | 5 | 69 | 21 | 123 | 3 | 4 | 18 | 9.89 | 2.2 | 8 | 100752 | 4.097 | 0 | -123.6917 | 0.2 | 0 | 0 | 0 | 0 | 0 | 0 | 0 | 0 | 0 | 0 | 0 | 0 | 0 | 0 | 0 | 0 | 0 | 0
|  | 2950 | 5 | 70 | 22 | 123 | 3 | 4 | 18 | 8.42 | 2.26 | 10 | 100792 | 4.12 | 0 | -136.231 | 0.2 | 0 | 0 | 0 | 0 | 0 | 0 | 0 | 0 | 0 | 0 | 0 | 0 | 0 | 0 | 0 | 0 | 0 | 0
|  | 2951 | 5 | 71 | 23 | 123 | 3 | 4 | 18 | 8.19 | 1.94 | 345 | 100769 | 4.355 | 0 | -150.0859 | 0.2 | 0 | 0 | 0 | 0 | 0 | 0 | 0 | 0 | 0 | 0 | 0 | 0 | 0 | 0 | 0 | 0 | 0 | 0
|  | 2952 | 5 | 72 | 24 | 123 | 3 | 4 | 18 | 7.97 | 1.61 | 320 | 100746 | 4.585 | 0 | -165.2311 | 0.2 | 0 | 0 | 0 | 0 | 0 | 0 | 0 | 0 | 0 | 0 | 0 | 0 | 0 | 0 | 0 | 0 | 0 | 0
|  | 2953 | 5 | 73 | 1 | 124 | 4 | 5 | 18 | 7.74 | 1.28 | 296 | 100723 | 4.804 | 0 | 178.8092 | 0.2 | 0 | 0 | 0 | 0 | 0 | 0 | 0 | 0 | 0 | 0 | 0 | 0 | 0 | 0 | 0 | 0 | 0 | 0
|  | 2954 | 5 | 74 | 2 | 124 | 4 | 5 | 18 | 6.71 | 1.2 | 265 | 100713 | 4.618 | 0 | 162.9965 | 0.2 | 0 | 0 | 0 | 0 | 0 | 0 | 0 | 0 | 0 | 0 | 0 | 0 | 0 | 0 | 0 | 0 | 0 | 0
|  | 2955 | 5 | 75 | 3 | 124 | 4 | 5 | 18 | 5.67 | 1.12 | 233 | 100703 | 4.43 | 0 | 148.0715 | 0.2 | 0 | 0 | 0 | 0 | 0 | 0 | 0 | 0 | 0 | 0 | 0 | 0 | 0 | 0 | 0 | 0 | 0 | 0
|  | 2956 | 5 | 76 | 4 | 124 | 4 | 5 | 18 | 4.64 | 1.03 | 202 | 100693 | 4.247 | 0 | 134.4537 | 0.2 | 0 | 0 | 0 | 0 | 0 | 0 | 0 | 0 | 0 | 0 | 0 | 0 | 0 | 0 | 0 | 0 | 0 | 0
|  | 2957 | 5 | 77 | 5 | 124 | 4 | 5 | 18 | 5.77 | 1.57 | 209 | 100700 | 4.415 | 0 | 122.1121 | 0.2 | 0 | 0 | 0 | 0 | 0 | 0 | 0 | 0 | 0 | 0 | 0 | 0 | 0 | 0 | 0 | 0 | 0 | 0
|  | 2958 | 5 | 78 | 6 | 124 | 4 | 5 | 18 | 6.9 | 2.1 | 215 | 100706 | 4.579 | 2.9549 | 110.7205 | 0.2 | 0 | 0 | 0 | 0 | 0 | 0 | 0 | 0 | 0 | 0 | 0 | 0 | 0 | 0 | 0 | 0 | 0 | 0
|  | 2959 | 5 | 79 | 7 | 124 | 4 | 5 | 18 | 8.04 | 2.63 | 221 | 100713 | 4.741 | 12.514 | 99.7983 | 0.2 | 19.2172 | 19.2172 | 19.2172 | 19.2172 | 19.2172 | 19.2172 | 19.2172 | 19.2172 | 30.556 | 30.556 | 30.556 | 30.556 | 30.556 | 30.556 | 30.556 | 30.556 | 37 | 37
|  | 2960 | 5 | 80 | 8 | 124 | 4 | 5 | 18 | 9.54 | 2.86 | 236 | 100716 | 4.961 | 22.3932 | 88.7539 | 0.2 | 54.6152 | 54.6152 | 70.9408 | 54.6152 | 54.9703 | 54.6152 | 54.6152 | 54.6152 | 89.8755 | 85.369 | 101.6706 | 85.369 | 90.3777 | 85.369 | 85.369 | 85.369 | 109.282 | 102.5537
|  | 2961 | 5 | 81 | 9 | 124 | 4 | 5 | 18 | 11.04 | 3.08 | 252 | 100719 | 5.169 | 32.2222 | 76.8335 | 0.2 | 78.4031 | 78.4031 | 93.6091 | 78.4031 | 81.9603 | 78.4031 | 78.4031 | 78.4031 | 126.5411 | 122.0965 | 139.8086 | 122.0965 | 131.5717 | 122.0965 | 122.0965 | 122.0965 | 156.0877 | 146.245
|  | 2962 | 5 | 82 | 10 | 124 | 4 | 5 | 18 | 12.54 | 3.3 | 267 | 100723 | 5.358 | 41.5314 | 62.9975 | 0.2 | 104.9728 | 104.9728 | 122.4964 | 104.9728 | 113.9025 | 104.9728 | 104.9728 | 104.9728 | 168.3054 | 162.3021 | 187.0107 | 162.3021 | 180.9339 | 162.3021 | 162.3021 | 162.3021 | 211.0542 | 193.6346
|  | 2963 | 5 | 83 | 11 | 124 | 4 | 5 | 18 | 13.02 | 3.76 | 270 | 100703 | 5.514 | 49.605 | 45.822 | 0.2 | 106.4801 | 106.4801 | 115.4076 | 106.4801 | 115.1551 | 106.4801 | 106.4801 | 106.4801 | 168.9485 | 164.7384 | 181.3954 | 164.7384 | 181.2168 | 164.7384 | 168.77 | 164.7384 | 211 | 196.3709
|  | 2964 | 5 | 84 | 12 | 124 | 4 | 5 | 18 | 13.51 | 4.23 | 273 | 100683 | 5.676 | 55.3034 | 23.9289 | 0.2 | 174.6373 | 174.6373 | 196.2968 | 174.6373 | 223.4482 | 174.6373 | 174.6373 | 174.6373 | 281.6465 | 261.6217 | 331.4765 | 261.6217 | 350.6754 | 261.6217 | 300.8454 | 261.6217 | 385.32 | 308.1899
|  | 2965 | 5 | 85 | 13 | 124 | 4 | 5 | 18 | 14 | 4.69 | 276 | 100664 | 5.844 | 57.2091 | -1.9832 | 0.2 | 187.9582 | 187.9582 | 187.9582 | 187.9582 | 304.2791 | 187.9582 | 191.9861 | 187.9582 | 304.4203 | 258.9213 | 383.8234 | 258.9213 | 468.9229 | 258.9213 | 389.5197 | 258.9213 | 471.7792 | 291.113
|  | 2966 | 5 | 86 | 14 | 124 | 4 | 5 | 18 | 14.26 | 4.87 | 278 | 100657 | 6.154 | 54.6626 | -27.5019 | 0.2 | 99.4735 | 99.4735 | 99.4735 | 99.4735 | 106.6106 | 99.4735 | 103.1892 | 99.4735 | 157.0649 | 154.0868 | 159.4842 | 154.0868 | 167.1583 | 154.0868 | 164.739 | 154.0868 | 195 | 183.6513
|  | 2967 | 5 | 87 | 15 | 124 | 4 | 5 | 18 | 14.53 | 5.05 | 279 | 100651 | 6.478 | 48.5208 | -48.6521 | 0.2 | 133.2125 | 133.2125 | 133.2125 | 133.2125 | 150.9802 | 133.2125 | 153.4029 | 133.2125 | 213.0902 | 204.1425 | 211.377 | 204.1425 | 238.2174 | 204.1425 | 239.9305 | 204.1425 | 272.9254 | 242.5039
|  | 2968 | 5 | 88 | 16 | 124 | 4 | 5 | 18 | 14.8 | 5.23 | 281 | 100644 | 6.811 | 40.203 | -65.2294 | 0.2 | 117.9058 | 117.9058 | 117.9058 | 117.9058 | 130.8014 | 117.9058 | 145.852 | 117.9058 | 190.5611 | 181.2862 | 181.2862 | 181.2862 | 208.7981 | 181.2862 | 219.4405 | 181.2862 | 241.8784 | 215.8663
|  | 2969 | 5 | 89 | 17 | 124 | 4 | 5 | 18 | 14.43 | 4.61 | 278 | 100615 | 6.863 | 30.7791 | -78.6993 | 0.2 | 109.7551 | 109.7551 | 109.7551 | 109.7551 | 128.9308 | 109.7551 | 205.7141 | 109.7551 | 187.0146 | 159.3597 | 159.3597 | 159.3597 | 214.1331 | 159.3597 | 268.4272 | 159.3597 | 241.821 | 183.5353
|  | 2970 | 5 | 90 | 18 | 124 | 4 | 5 | 18 | 14.06 | 4 | 274 | 100585 | 6.908 | 20.9167 | -90.4322 | 0.2 | 34.542 | 34.542 | 34.542 | 34.542 | 34.542 | 34.542 | 34.542 | 34.542 | 54.6911 | 54.6911 | 54.6911 | 54.6911 | 54.6911 | 54.6911 | 54.6911 | 54.6911 | 66 | 66
|  | 2971 | 5 | 91 | 19 | 124 | 4 | 5 | 18 | 13.7 | 3.38 | 270 | 100556 | 6.952 | 11.0627 | -101.4157 | 0.2 | 32.2792 | 29.8351 | 29.8351 | 29.8351 | 29.8351 | 29.8351 | 41.9391 | 29.8351 | 50.381 | 46.9456 | 46.9456 | 46.9456 | 46.9456 | 46.9456 | 57.2116 | 46.9456 | 59 | 56.5857
|  | 2972 | 5 | 92 | 20 | 124 | 4 | 5 | 18 | 13.06 | 3.22 | 257 | 100559 | 6.808 | 1.5815 | -112.3731 | 0.2 | 11.4977 | 7.9972 | 7.9972 | 7.9972 | 7.9972 | 7.9972 | 16.5014 | 7.9972 | 15.246 | 12.5912 | 12.5912 | 12.5912 | 12.5912 | 12.5912 | 18.7841 | 12.5912 | 15.4521 | 15.1982
|  | 2973 | 5 | 93 | 21 | 124 | 4 | 5 | 18 | 12.42 | 3.07 | 244 | 100562 | 6.663 | 0 | -123.8785 | 0.2 | 0 | 0 | 0 | 0 | 0 | 0 | 0 | 0 | 0 | 0 | 0 | 0 | 0 | 0 | 0 | 0 | 0 | 0
|  | 2974 | 5 | 94 | 22 | 124 | 4 | 5 | 18 | 11.79 | 2.91 | 231 | 100565 | 6.521 | 0 | -136.3944 | 0.2 | 0 | 0 | 0 | 0 | 0 | 0 | 0 | 0 | 0 | 0 | 0 | 0 | 0 | 0 | 0 | 0 | 0 | 0
|  | 2975 | 5 | 95 | 23 | 124 | 4 | 5 | 18 | 11.64 | 3.27 | 231 | 100529 | 6.573 | 0 | -150.2144 | 0.2 | 0 | 0 | 0 | 0 | 0 | 0 | 0 | 0 | 0 | 0 | 0 | 0 | 0 | 0 | 0 | 0 | 0 | 0
|  | 2976 | 5 | 96 | 24 | 124 | 4 | 5 | 18 | 11.49 | 3.64 | 230 | 100493 | 6.622 | 0 | -165.31 | 0.2 | 0 | 0 | 0 | 0 | 0 | 0 | 0 | 0 | 0 | 0 | 0 | 0 | 0 | 0 | 0 | 0 | 0 | 0
|  | 2977 | 5 | 97 | 1 | 125 | 5 | 6 | 18 | 11.33 | 4 | 229 | 100457 | 6.666 | 0 | 178.7941 | 0.2 | 0 | 0 | 0 | 0 | 0 | 0 | 0 | 0 | 0 | 0 | 0 | 0 | 0 | 0 | 0 | 0 | 0 | 0
|  | 2978 | 5 | 98 | 2 | 125 | 5 | 6 | 18 | 11.09 | 4.26 | 231 | 100438 | 6.862 | 0 | 163.0413 | 0.2 | 0 | 0 | 0 | 0 | 0 | 0 | 0 | 0 | 0 | 0 | 0 | 0 | 0 | 0 | 0 | 0 | 0 | 0
|  | 2979 | 5 | 99 | 3 | 125 | 5 | 6 | 18 | 10.84 | 4.52 | 233 | 100418 | 7.045 | 0 | 148.1661 | 0.2 | 0 | 0 | 0 | 0 | 0 | 0 | 0 | 0 | 0 | 0 | 0 | 0 | 0 | 0 | 0 | 0 | 0 | 0
|  | 2980 | 5 | 100 | 4 | 125 | 5 | 6 | 18 | 10.6 | 4.79 | 234 | 100398 | 7.225 | 0 | 134.5844 | 0.2 | 0 | 0 | 0 | 0 | 0 | 0 | 0 | 0 | 0 | 0 | 0 | 0 | 0 | 0 | 0 | 0 | 0 | 0
|  | 2981 | 5 | 101 | 5 | 125 | 5 | 6 | 18 | 10.98 | 5 | 232 | 100389 | 7.433 | 0 | 122.2677 | 0.2 | 0 | 0 | 0 | 0 | 0 | 0 | 0 | 0 | 0 | 0 | 0 | 0 | 0 | 0 | 0 | 0 | 0 | 0
|  | 2982 | 5 | 102 | 6 | 125 | 5 | 6 | 18 | 11.36 | 5.21 | 230 | 100379 | 7.645 | 3.1889 | 110.894 | 0.2 | 0 | 0 | 0 | 0 | 0 | 0 | 0 | 0 | 0 | 0 | 0 | 0 | 0 | 0 | 0 | 0 | 0 | 0
|  | 2983 | 5 | 103 | 7 | 125 | 5 | 6 | 18 | 11.75 | 5.42 | 228 | 100369 | 7.869 | 12.7397 | 99.9867 | 0.2 | 6.6754 | 6.6754 | 6.6754 | 6.6754 | 6.6754 | 6.6754 | 6.6754 | 6.6754 | 10.6817 | 10.6817 | 10.6817 | 10.6817 | 10.6817 | 10.6817 | 10.6817 | 10.6817 | 13 | 13
|  | 2984 | 5 | 104 | 8 | 125 | 5 | 6 | 18 | 12.7 | 6.11 | 236 | 100379 | 7.946 | 22.6164 | 88.9563 | 0.2 | 23.4175 | 23.4175 | 23.4175 | 23.4175 | 23.4175 | 23.4175 | 23.4175 | 23.4175 | 37.1947 | 37.1947 | 37.1947 | 37.1947 | 37.1947 | 37.1947 | 37.1947 | 37.1947 | 45 | 45
|  | 2985 | 5 | 105 | 9 | 125 | 5 | 6 | 18 | 13.66 | 6.79 | 243 | 100389 | 8.001 | 32.4497 | 77.0483 | 0.2 | 98.0573 | 98.0573 | 167.1906 | 98.0573 | 113.9566 | 98.0573 | 98.0573 | 98.0573 | 164.1704 | 143.5188 | 224.2975 | 143.5188 | 186.6553 | 143.5188 | 143.5188 | 143.5188 | 210.9438 | 165.8388
|  | 2986 | 5 | 106 | 10 | 125 | 5 | 6 | 18 | 14.62 | 7.48 | 250 | 100398 | 8.027 | 41.7718 | 63.2174 | 0.2 | 147.7978 | 147.7978 | 324.8813 | 147.7978 | 237.1817 | 147.7978 | 147.7978 | 147.7978 | 256.038 | 193.9557 | 444.4589 | 193.9557 | 382.446 | 193.9557 | 194.025 | 193.9557 | 388.2381 | 211.0565
|  | 2987 | 5 | 107 | 11 | 125 | 5 | 6 | 18 | 15.61 | 7.54 | 255 | 100382 | 7.675 | 49.8663 | 46.0203 | 0.2 | 174.1802 | 174.1802 | 289.871 | 174.1802 | 285.8223 | 174.1802 | 174.1802 | 174.1802 | 294.1435 | 238.2426 | 454.8921 | 238.2426 | 452.0293 | 238.2426 | 291.2806 | 238.2426 | 458.869 | 268.1711
|  | 2988 | 5 | 108 | 12 | 125 | 5 | 6 | 18 | 16.6 | 7.61 | 260 | 100366 | 7.238 | 55.5874 | 24.0421 | 0.2 | 190.6693 | 190.6693 | 281.5473 | 190.6693 | 394.3817 | 190.6693 | 190.6693 | 190.6693 | 323.4135 | 237.2098 | 531.7204 | 237.2098 | 611.5064 | 237.2098 | 403.1995 | 237.2098 | 578.3037 | 252.6808
|  | 2989 | 5 | 109 | 13 | 125 | 5 | 6 | 18 | 17.59 | 7.68 | 265 | 100349 | 6.709 | 57.4992 | -2.0291 | 0.2 | 194.5838 | 194.5838 | 194.5838 | 194.5838 | 267.1571 | 194.5838 | 197.155 | 194.5838 | 316.624 | 287.3413 | 366.123 | 287.3413 | 419.2582 | 287.3413 | 369.7592 | 287.3413 | 450.8331 | 336.8478
|  | 2990 | 5 | 110 | 14 | 125 | 5 | 6 | 18 | 18.15 | 7.27 | 268 | 100323 | 6.9 | 54.9324 | -27.6918 | 0.2 | 197.0731 | 197.0731 | 197.0731 | 197.0731 | 352.8442 | 197.0731 | 278.8263 | 197.0731 | 331.2163 | 264.1541 | 383.5549 | 264.1541 | 551.51 | 264.1541 | 499.1713 | 264.1541 | 545.3985 | 294.7872
|  | 2991 | 5 | 111 | 15 | 125 | 5 | 6 | 18 | 18.72 | 6.86 | 272 | 100297 | 7.099 | 48.7603 | -48.9026 | 0.2 | 180.7494 | 180.7494 | 180.7494 | 180.7494 | 410.169 | 180.7494 | 443.7623 | 180.7494 | 325.9891 | 206.7032 | 302.235 | 206.7032 | 650.4375 | 206.7032 | 674.1915 | 206.7032 | 606.1158 | 208.0004
|  | 2992 | 5 | 112 | 16 | 125 | 5 | 6 | 18 | 19.28 | 6.44 | 276 | 100271 | 7.298 | 40.4186 | -65.4859 | 0.2 | 163.2424 | 163.2424 | 163.2424 | 163.2424 | 302.0297 | 163.2424 | 467.5852 | 163.2424 | 299.9715 | 196.6795 | 196.6795 | 196.6795 | 496.2465 | 196.6795 | 613.3119 | 196.6795 | 487.7722 | 202.9078
|  | 2993 | 5 | 113 | 17 | 125 | 5 | 6 | 18 | 18.43 | 5.4 | 279 | 100267 | 7.271 | 30.9815 | -78.9431 | 0.2 | 130.162 | 130.162 | 130.162 | 130.162 | 176.8756 | 130.162 | 369.2152 | 130.162 | 243.9933 | 173.6121 | 173.6121 | 173.6121 | 310.0562 | 173.6121 | 446.0609 | 173.6121 | 337.3411 | 191.0936
|  | 2994 | 5 | 114 | 18 | 125 | 5 | 6 | 18 | 17.58 | 4.35 | 282 | 100264 | 7.225 | 21.1154 | -90.6602 | 0.2 | 98.999 | 96.2769 | 96.2769 | 96.2769 | 96.2769 | 96.2769 | 332.5221 | 96.2769 | 192.5993 | 126.1593 | 126.1593 | 126.1593 | 188.7497 | 126.1593 | 357.725 | 126.1593 | 226.1343 | 134.896
|  | 2995 | 5 | 115 | 19 | 125 | 5 | 6 | 18 | 16.74 | 3.31 | 285 | 100261 | 7.166 | 11.2653 | -101.6287 | 0.2 | 163.3846 | 54.2258 | 54.2258 | 54.2258 | 54.2258 | 54.2258 | 584.6558 | 54.2258 | 215.8038 | 62.3408 | 62.3408 | 62.3408 | 62.3408 | 62.3408 | 513.6875 | 62.3408 | 169.944 | 62.0734
|  | 2996 | 5 | 116 | 20 | 125 | 5 | 6 | 18 | 15.13 | 2.97 | 277 | 100297 | 6.988 | 1.7945 | -112.5717 | 0.2 | 68.1719 | 16.7895 | 16.7895 | 16.7895 | 16.7895 | 16.7895 | 140.3999 | 16.7895 | 64.7541 | 25.4556 | 25.4556 | 25.4556 | 25.4556 | 25.4556 | 115.827 | 25.4556 | 34.1941 | 30
|  | 2997 | 5 | 117 | 21 | 125 | 5 | 6 | 18 | 13.52 | 2.62 | 270 | 100333 | 6.767 | 0 | -124.0602 | 0.2 | 0 | 0 | 0 | 0 | 0 | 0 | 0 | 0 | 0 | 0 | 0 | 0 | 0 | 0 | 0 | 0 | 0 | 0
|  | 2998 | 5 | 118 | 22 | 125 | 5 | 6 | 18 | 11.91 | 2.28 | 263 | 100369 | 6.512 | 0 | -136.5529 | 0.2 | 0 | 0 | 0 | 0 | 0 | 0 | 0 | 0 | 0 | 0 | 0 | 0 | 0 | 0 | 0 | 0 | 0 | 0
|  | 2999 | 5 | 119 | 23 | 125 | 5 | 6 | 18 | 11.21 | 1.99 | 244 | 100356 | 6.502 | 0 | -150.3381 | 0.2 | 0 | 0 | 0 | 0 | 0 | 0 | 0 | 0 | 0 | 0 | 0 | 0 | 0 | 0 | 0 | 0 | 0 | 0
|  | 3000 | 5 | 120 | 24 | 125 | 5 | 6 | 18 | 10.51 | 1.7 | 225 | 100343 | 6.478 | 0 | -165.3846 | 0.2 | 0 | 0 | 0 | 0 | 0 | 0 | 0 | 0 | 0 | 0 | 0 | 0 | 0 | 0 | 0 | 0 | 0 | 0
|  | 3001 | 5 | 121 | 1 | 126 | 6 | 7 | 18 | 9.81 | 1.41 | 206 | 100330 | 6.441 | 0 | 178.7821 | 0.2 | 0 | 0 | 0 | 0 | 0 | 0 | 0 | 0 | 0 | 0 | 0 | 0 | 0 | 0 | 0 | 0 | 0 | 0
|  | 3002 | 5 | 122 | 2 | 126 | 6 | 7 | 18 | 8.97 | 1.38 | 198 | 100310 | 6.338 | 0 | 163.0879 | 0.2 | 0 | 0 | 0 | 0 | 0 | 0 | 0 | 0 | 0 | 0 | 0 | 0 | 0 | 0 | 0 | 0 | 0 | 0
|  | 3003 | 5 | 123 | 3 | 126 | 6 | 7 | 18 | 8.12 | 1.36 | 191 | 100290 | 6.22 | 0 | 148.2614 | 0.2 | 0 | 0 | 0 | 0 | 0 | 0 | 0 | 0 | 0 | 0 | 0 | 0 | 0 | 0 | 0 | 0 | 0 | 0
|  | 3004 | 5 | 124 | 4 | 126 | 6 | 7 | 18 | 7.27 | 1.34 | 183 | 100271 | 6.093 | 0 | 134.715 | 0.2 | 0 | 0 | 0 | 0 | 0 | 0 | 0 | 0 | 0 | 0 | 0 | 0 | 0 | 0 | 0 | 0 | 0 | 0
|  | 3005 | 5 | 125 | 5 | 126 | 6 | 7 | 18 | 8.53 | 1.83 | 184 | 100274 | 6.417 | 0 | 122.4227 | 0.2 | 0 | 0 | 0 | 0 | 0 | 0 | 0 | 0 | 0 | 0 | 0 | 0 | 0 | 0 | 0 | 0 | 0 | 0
|  | 3006 | 5 | 126 | 6 | 126 | 6 | 7 | 18 | 9.79 | 2.32 | 185 | 100277 | 6.744 | 3.4176 | 111.0669 | 0.2 | 0 | 0 | 0 | 0 | 0 | 0 | 0 | 0 | 0 | 0 | 0 | 0 | 0 | 0 | 0 | 0 | 0 | 0
|  | 3007 | 5 | 127 | 7 | 126 | 6 | 7 | 18 | 11.06 | 2.81 | 186 | 100280 | 7.077 | 12.9601 | 100.1745 | 0.2 | 103.8964 | 50.3521 | 348.7015 | 50.3521 | 50.3521 | 50.3521 | 50.3521 | 50.3521 | 143.2955 | 56.1079 | 316.3988 | 56.1079 | 67.5725 | 56.1079 | 56.1079 | 56.1079 | 120.7697 | 51.012
|  | 3008 | 5 | 128 | 8 | 126 | 6 | 7 | 18 | 13.71 | 2.74 | 203 | 100264 | 7.505 | 22.8341 | 89.1582 | 0.2 | 86.2959 | 86.2959 | 651.8069 | 86.2959 | 94.6053 | 86.2959 | 86.2959 | 86.2959 | 246.0909 | 83.5754 | 651.8433 | 83.5754 | 257.8423 | 83.5754 | 83.5754 | 83.5754 | 308.836 | 70.6949
|  | 3009 | 5 | 129 | 9 | 126 | 6 | 7 | 18 | 16.36 | 2.67 | 219 | 100248 | 7.809 | 32.6718 | 77.2632 | 0.2 | 111.3646 | 111.3646 | 736.0394 | 111.3646 | 252.5632 | 111.3646 | 111.3646 | 111.3646 | 286.8274 | 96.2569 | 828.3816 | 96.2569 | 486.5123 | 96.2569 | 96.2569 | 96.2569 | 485.9868 | 75.2808
|  | 3010 | 5 | 130 | 10 | 126 | 6 | 7 | 18 | 19.02 | 2.59 | 236 | 100231 | 7.94 | 42.0065 | 63.4381 | 0.2 | 124.3843 | 124.3843 | 699.0363 | 124.3843 | 411.6712 | 124.3843 | 124.3843 | 124.3843 | 298.254 | 92.2592 | 907.7368 | 92.2592 | 704.539 | 92.2592 | 95.0562 | 92.2592 | 640.2608 | 61.6533
|  | 3011 | 5 | 131 | 11 | 126 | 6 | 7 | 18 | 20.06 | 2.56 | 245 | 100189 | 7.902 | 50.1221 | 46.221 | 0.2 | 134.0513 | 134.0513 | 563.8789 | 134.0513 | 545.9384 | 134.0513 | 134.0513 | 134.0513 | 301.8421 | 89.2409 | 897.0243 | 89.2409 | 884.3385 | 89.2409 | 289.1563 | 89.2409 | 764.8146 | 52.2639
|  | 3012 | 5 | 132 | 12 | 126 | 6 | 7 | 18 | 21.1 | 2.53 | 253 | 100146 | 7.816 | 55.8662 | 24.1594 | 0.2 | 136.0933 | 136.0933 | 361.2536 | 136.0933 | 638.0487 | 136.0933 | 136.0933 | 136.0933 | 299.776 | 80.8784 | 813.9244 | 80.8784 | 1009.648 | 80.8784 | 495.4996 | 80.8784 | 851.3425 | 39.8192
|  | 3013 | 5 | 133 | 13 | 126 | 6 | 7 | 18 | 22.14 | 2.5 | 262 | 100103 | 7.682 | 57.7849 | -2.0704 | 0.2 | 142.383 | 142.383 | 142.383 | 142.383 | 661.5506 | 142.383 | 161.1511 | 142.383 | 303.1149 | 87.2268 | 656.9508 | 87.2268 | 1037.3288 | 87.2268 | 683.493 | 87.2268 | 869.6144 | 45.1349
|  | 3014 | 5 | 134 | 14 | 126 | 6 | 7 | 18 | 22.76 | 2.39 | 261 | 100044 | 7.73 | 55.1985 | -27.8771 | 0.2 | 143.8836 | 143.8836 | 143.8836 | 143.8836 | 628.1934 | 143.8836 | 400.0649 | 143.8836 | 308.3176 | 93.3868 | 469.6288 | 93.3868 | 993.2351 | 93.3868 | 831.9239 | 93.3868 | 841.2508 | 52.9829
|  | 3015 | 5 | 135 | 15 | 126 | 6 | 7 | 18 | 23.38 | 2.28 | 260 | 99985 | 7.77 | 48.9968 | -49.1485 | 0.2 | 134.6567 | 134.6567 | 134.6567 | 134.6567 | 545.1156 | 134.6567 | 609.3141 | 134.6567 | 309.4883 | 89.3422 | 264.0932 | 89.3422 | 889.9649 | 89.3422 | 935.36 | 89.3422 | 774.1786 | 52.386
|  | 3016 | 5 | 136 | 16 | 126 | 6 | 7 | 18 | 24 | 2.17 | 259 | 99927 | 7.799 | 40.6319 | -65.7375 | 0.2 | 132.2087 | 132.2087 | 132.2087 | 132.2087 | 407.7095 | 132.2087 | 743.4424 | 132.2087 | 317.649 | 105.6617 | 105.6617 | 105.6617 | 707.266 | 105.6617 | 944.665 | 105.6617 | 653.8117 | 78.5156
|  | 3017 | 5 | 137 | 17 | 126 | 6 | 7 | 18 | 23.48 | 1.81 | 288 | 99894 | 8.055 | 31.1821 | -79.1821 | 0.2 | 104.0895 | 104.0895 | 104.0895 | 104.0895 | 167.3576 | 104.0895 | 435.1889 | 104.0895 | 213.823 | 114.3072 | 114.3072 | 114.3072 | 303.2976 | 114.3072 | 492.6829 | 114.3072 | 311.1944 | 107.1897
|  | 3018 | 5 | 138 | 18 | 126 | 6 | 7 | 18 | 22.96 | 1.45 | 317 | 99861 | 8.286 | 21.3124 | -90.8833 | 0.2 | 80.2911 | 75.905 | 75.905 | 75.905 | 75.905 | 75.905 | 360.3925 | 75.905 | 169.8146 | 88.2236 | 88.2236 | 88.2236 | 163.6118 | 88.2236 | 367.8763 | 88.2236 | 196.3702 | 85.3692
|  | 3019 | 5 | 139 | 19 | 126 | 6 | 7 | 18 | 22.44 | 1.09 | 346 | 99828 | 8.497 | 11.4664 | -101.8369 | 0.2 | 118.5573 | 61.1362 | 61.1362 | 61.1362 | 61.1362 | 61.1362 | 335.113 | 61.1362 | 160.7715 | 80.0183 | 80.0183 | 80.0183 | 80.0183 | 80.0183 | 313.8995 | 80.0183 | 142.1328 | 85.3516
|  | 3020 | 5 | 140 | 20 | 126 | 6 | 7 | 18 | 19.85 | 1.33 | 35 | 99825 | 8.483 | 2.0058 | -112.7653 | 0.2 | 63.4341 | 17.7199 | 17.7199 | 17.7199 | 17.7199 | 17.7199 | 126.6543 | 17.7199 | 61.8248 | 26.5744 | 26.5744 | 26.5744 | 26.5744 | 26.5744 | 106.5283 | 26.5744 | 35.1375 | 31
|  | 3021 | 5 | 141 | 21 | 126 | 6 | 7 | 18 | 17.26 | 1.57 | 84 | 99822 | 8.263 | 0 | -124.237 | 0.2 | 0 | 0 | 0 | 0 | 0 | 0 | 0 | 0 | 0 | 0 | 0 | 0 | 0 | 0 | 0 | 0 | 0 | 0
|  | 3022 | 5 | 142 | 22 | 126 | 6 | 7 | 18 | 14.67 | 1.81 | 132 | 99818 | 7.89 | 0 | -136.7063 | 0.2 | 0 | 0 | 0 | 0 | 0 | 0 | 0 | 0 | 0 | 0 | 0 | 0 | 0 | 0 | 0 | 0 | 0 | 0
|  | 3023 | 5 | 143 | 23 | 126 | 6 | 7 | 18 | 14 | 1.88 | 142 | 99779 | 7.775 | 0 | -150.457 | 0.2 | 0 | 0 | 0 | 0 | 0 | 0 | 0 | 0 | 0 | 0 | 0 | 0 | 0 | 0 | 0 | 0 | 0 | 0
|  | 3024 | 5 | 144 | 24 | 126 | 6 | 7 | 18 | 13.33 | 1.94 | 151 | 99740 | 7.655 | 0 | -165.4552 | 0.2 | 0 | 0 | 0 | 0 | 0 | 0 | 0 | 0 | 0 | 0 | 0 | 0 | 0 | 0 | 0 | 0 | 0 | 0
|  | 3025 | 5 | 145 | 1 | 127 | 7 | 1 | 19 | 12.65 | 2.01 | 161 | 99700 | 7.524 | 0 | 178.7731 | 0.2 | 0 | 0 | 0 | 0 | 0 | 0 | 0 | 0 | 0 | 0 | 0 | 0 | 0 | 0 | 0 | 0 | 0 | 0
|  | 3026 | 5 | 146 | 2 | 127 | 7 | 1 | 19 | 13.25 | 2.35 | 176 | 99691 | 7.89 | 0 | 163.1362 | 0.2 | 0 | 0 | 0 | 0 | 0 | 0 | 0 | 0 | 0 | 0 | 0 | 0 | 0 | 0 | 0 | 0 | 0 | 0
|  | 3027 | 5 | 147 | 3 | 127 | 7 | 1 | 19 | 13.84 | 2.69 | 191 | 99681 | 8.267 | 0 | 148.3573 | 0.2 | 0 | 0 | 0 | 0 | 0 | 0 | 0 | 0 | 0 | 0 | 0 | 0 | 0 | 0 | 0 | 0 | 0 | 0
|  | 3028 | 5 | 148 | 4 | 127 | 7 | 1 | 19 | 14.43 | 3.02 | 206 | 99671 | 8.66 | 0 | 134.8456 | 0.2 | 0 | 0 | 0 | 0 | 0 | 0 | 0 | 0 | 0 | 0 | 0 | 0 | 0 | 0 | 0 | 0 | 0 | 0
|  | 3029 | 5 | 149 | 5 | 127 | 7 | 1 | 19 | 14.73 | 3.29 | 208 | 99697 | 9.178 | 0 | 122.5772 | 0.2 | 0 | 0 | 0 | 0 | 0 | 0 | 0 | 0 | 0 | 0 | 0 | 0 | 0 | 0 | 0 | 0 | 0 | 0
|  | 3030 | 5 | 150 | 6 | 127 | 7 | 1 | 19 | 15.02 | 3.55 | 210 | 99723 | 9.708 | 3.641 | 111.2389 | 0.2 | 0 | 0 | 0 | 0 | 0 | 0 | 0 | 0 | 0 | 0 | 0 | 0 | 0 | 0 | 0 | 0 | 0 | 0
|  | 3031 | 5 | 151 | 7 | 127 | 7 | 1 | 19 | 15.32 | 3.82 | 212 | 99750 | 10.26 | 13.1752 | 100.3614 | 0.2 | 81.0163 | 43.3932 | 249.1655 | 43.3932 | 43.3932 | 43.3932 | 43.3932 | 43.3932 | 112.7816 | 51.5524 | 231.681 | 51.5524 | 59.5744 | 51.5524 | 51.5524 | 51.5524 | 98.8985 | 49.9305
|  | 3032 | 5 | 152 | 8 | 127 | 7 | 1 | 19 | 15.94 | 4.47 | 219 | 99779 | 10.602 | 23.0464 | 89.3594 | 0.2 | 77.0593 | 77.0593 | 213.7889 | 77.0593 | 78.588 | 77.0593 | 77.0593 | 77.0593 | 145.8349 | 105.7816 | 243.5983 | 105.7816 | 147.9969 | 105.7816 | 105.7816 | 105.7816 | 175.2781 | 117.1054
|  | 3033 | 5 | 153 | 9 | 127 | 7 | 1 | 19 | 16.57 | 5.12 | 225 | 99809 | 10.961 | 32.8882 | 77.4778 | 0.2 | 119.777 | 119.777 | 650.5201 | 119.777 | 237.6556 | 119.777 | 119.777 | 119.777 | 280.3495 | 115.1108 | 738.9943 | 115.1108 | 447.0551 | 115.1108 | 115.1108 | 115.1108 | 449.6424 | 98.0809
|  | 3034 | 5 | 154 | 10 | 127 | 7 | 1 | 19 | 17.2 | 5.77 | 232 | 99838 | 11.328 | 42.2355 | 63.6595 | 0.2 | 151.3065 | 151.3065 | 498.2245 | 151.3065 | 323.0692 | 151.3065 | 151.3065 | 151.3065 | 297.5434 | 170.4873 | 664.3061 | 170.4873 | 540.4526 | 170.4873 | 173.69 | 170.4873 | 521.6577 | 170.2104
|  | 3035 | 5 | 155 | 11 | 127 | 7 | 1 | 19 | 17.52 | 5.79 | 233 | 99838 | 11.3 | 50.3723 | 46.424 | 0.2 | 160.7846 | 160.7846 | 235.1848 | 160.7846 | 231.5754 | 160.7846 | 160.7846 | 160.7846 | 264.1024 | 226.4655 | 366.7679 | 226.4655 | 364.2157 | 226.4655 | 261.5502 | 226.4655 | 381.1393 | 257.1219
|  | 3036 | 5 | 156 | 12 | 127 | 7 | 1 | 19 | 17.84 | 5.81 | 234 | 99838 | 11.267 | 56.1397 | 24.2808 | 0.2 | 191.361 | 191.361 | 252.0393 | 191.361 | 325.8687 | 191.361 | 191.361 | 191.361 | 319.7746 | 259.3773 | 457.792 | 259.3773 | 509.9973 | 259.3773 | 371.9799 | 259.3773 | 510.3287 | 290.4063
|  | 3037 | 5 | 157 | 13 | 127 | 7 | 1 | 19 | 18.17 | 5.83 | 235 | 99838 | 11.234 | 58.066 | -2.1069 | 0.2 | 198.6974 | 198.6974 | 198.6974 | 198.6974 | 454.3208 | 198.6974 | 208.1014 | 198.6974 | 347.9401 | 238.4887 | 522.0435 | 238.4887 | 709.4462 | 238.4887 | 535.3429 | 238.4887 | 661.1604 | 250.7493
|  | 3038 | 5 | 158 | 14 | 127 | 7 | 1 | 19 | 18.56 | 5.73 | 240 | 99838 | 11.022 | 55.4609 | -28.0578 | 0.2 | 188.7158 | 188.7158 | 188.7158 | 188.7158 | 485.112 | 188.7158 | 346.696 | 188.7158 | 341.5675 | 206.0974 | 439.4424 | 206.0974 | 760.735 | 206.0974 | 662.8601 | 206.0974 | 690.4923 | 202.5126
|  | 3039 | 5 | 159 | 15 | 127 | 7 | 1 | 19 | 18.96 | 5.62 | 245 | 99838 | 10.798 | 49.2303 | -49.3894 | 0.2 | 75.2226 | 75.2226 | 75.2226 | 75.2226 | 77.7986 | 75.2226 | 78.2269 | 75.2226 | 118.8134 | 117.3895 | 118.5105 | 117.3895 | 122.4563 | 117.3895 | 122.7592 | 117.3895 | 145 | 140.4104
|  | 3040 | 5 | 160 | 16 | 127 | 7 | 1 | 19 | 19.35 | 5.52 | 250 | 99838 | 10.55 | 40.8429 | -65.9841 | 0.2 | 35.8153 | 35.8153 | 35.8153 | 35.8153 | 35.8153 | 35.8153 | 35.8153 | 35.8153 | 56.5086 | 56.5086 | 56.5086 | 56.5086 | 56.5086 | 56.5086 | 56.5086 | 56.5086 | 68 | 68
|  | 3041 | 5 | 161 | 17 | 127 | 7 | 1 | 19 | 18.18 | 5.12 | 253 | 99910 | 10.082 | 31.3807 | -79.416 | 0.2 | 25.6041 | 25.6041 | 25.6041 | 25.6041 | 25.6041 | 25.6041 | 25.6041 | 25.6041 | 40.5752 | 40.5752 | 40.5752 | 40.5752 | 40.5752 | 40.5752 | 40.5752 | 40.5752 | 49 | 49
|  | 3042 | 5 | 162 | 18 | 127 | 7 | 1 | 19 | 17.01 | 4.72 | 256 | 99982 | 9.619 | 21.5077 | -91.1015 | 0.2 | 17.6348 | 17.6348 | 17.6348 | 17.6348 | 17.6348 | 17.6348 | 17.6348 | 17.6348 | 28.0613 | 28.0613 | 28.0613 | 28.0613 | 28.0613 | 28.0613 | 28.0613 | 28.0613 | 34 | 34
|  | 3043 | 5 | 163 | 19 | 127 | 7 | 1 | 19 | 15.84 | 4.32 | 260 | 100054 | 9.166 | 11.6658 | -102.0402 | 0.2 | 9.2644 | 9.2644 | 9.2644 | 9.2644 | 9.2644 | 9.2644 | 9.2644 | 9.2644 | 14.8054 | 14.8054 | 14.8054 | 14.8054 | 14.8054 | 14.8054 | 14.8054 | 14.8054 | 18 | 18
|  | 3044 | 5 | 164 | 20 | 127 | 7 | 1 | 19 | 15.07 | 3.62 | 265 | 100146 | 9.025 | 2.2153 | -112.9539 | 0.2 | 2.5562 | 2.5562 | 2.5562 | 2.5562 | 2.5562 | 2.5562 | 2.5562 | 2.5562 | 4.1004 | 4.1004 | 4.1004 | 4.1004 | 4.1004 | 4.1004 | 4.1004 | 4.1004 | 5 | 5
|  | 3045 | 5 | 165 | 21 | 127 | 7 | 1 | 19 | 14.3 | 2.92 | 270 | 100238 | 8.874 | 0 | -124.4087 | 0.2 | 0 | 0 | 0 | 0 | 0 | 0 | 0 | 0 | 0 | 0 | 0 | 0 | 0 | 0 | 0 | 0 | 0 | 0
|  | 3046 | 5 | 166 | 22 | 127 | 7 | 1 | 19 | 13.54 | 2.22 | 276 | 100330 | 8.718 | 0 | -136.8547 | 0.2 | 0 | 0 | 0 | 0 | 0 | 0 | 0 | 0 | 0 | 0 | 0 | 0 | 0 | 0 | 0 | 0 | 0 | 0
|  | 3047 | 5 | 167 | 23 | 127 | 7 | 1 | 19 | 13.54 | 1.85 | 288 | 100346 | 8.643 | 0 | -150.5711 | 0.2 | 0 | 0 | 0 | 0 | 0 | 0 | 0 | 0 | 0 | 0 | 0 | 0 | 0 | 0 | 0 | 0 | 0 | 0
|  | 3048 | 5 | 168 | 24 | 127 | 7 | 1 | 19 | 13.54 | 1.48 | 300 | 100362 | 8.568 | 0 | -165.5216 | 0.2 | 0 | 0 | 0 | 0 | 0 | 0 | 0 | 0 | 0 | 0 | 0 | 0 | 0 | 0 | 0 | 0 | 0 | 0
|  | 3049 | 5 | 169 | 1 | 128 | 8 | 2 | 19 | 13.53 | 1.1 | 312 | 100379 | 8.488 | 0 | 178.7671 | 0.2 | 0 | 0 | 0 | 0 | 0 | 0 | 0 | 0 | 0 | 0 | 0 | 0 | 0 | 0 | 0 | 0 | 0 | 0
|  | 3050 | 5 | 170 | 2 | 128 | 8 | 2 | 19 | 12.65 | 1.36 | 3 | 100369 | 8.308 | 0 | 163.1863 | 0.2 | 0 | 0 | 0 | 0 | 0 | 0 | 0 | 0 | 0 | 0 | 0 | 0 | 0 | 0 | 0 | 0 | 0 | 0
|  | 3051 | 5 | 171 | 3 | 128 | 8 | 2 | 19 | 11.77 | 1.61 | 53 | 100359 | 8.118 | 0 | 148.4539 | 0.2 | 0 | 0 | 0 | 0 | 0 | 0 | 0 | 0 | 0 | 0 | 0 | 0 | 0 | 0 | 0 | 0 | 0 | 0
|  | 3052 | 5 | 172 | 4 | 128 | 8 | 2 | 19 | 10.89 | 1.86 | 104 | 100349 | 7.921 | 0 | 134.976 | 0.2 | 0 | 0 | 0 | 0 | 0 | 0 | 0 | 0 | 0 | 0 | 0 | 0 | 0 | 0 | 0 | 0 | 0 | 0
|  | 3053 | 5 | 173 | 5 | 128 | 8 | 2 | 19 | 11.99 | 2.04 | 106 | 100313 | 8.406 | 0 | 122.7311 | 0.2 | 0 | 0 | 0 | 0 | 0 | 0 | 0 | 0 | 0 | 0 | 0 | 0 | 0 | 0 | 0 | 0 | 0 | 0
|  | 3054 | 5 | 174 | 6 | 128 | 8 | 2 | 19 | 13.08 | 2.22 | 108 | 100277 | 8.91 | 3.8591 | 111.4102 | 0.2 | 0 | 0 | 0 | 0 | 0 | 0 | 0 | 0 | 0 | 0 | 0 | 0 | 0 | 0 | 0 | 0 | 0 | 0
|  | 3055 | 5 | 175 | 7 | 128 | 8 | 2 | 19 | 14.18 | 2.4 | 110 | 100241 | 9.441 | 13.3848 | 100.5475 | 0.2 | 22.3831 | 22.3831 | 22.3831 | 22.3831 | 22.3831 | 22.3831 | 22.3831 | 22.3831 | 35.5462 | 35.5462 | 35.5462 | 35.5462 | 35.5462 | 35.5462 | 35.5462 | 35.5462 | 43 | 43
|  | 3056 | 5 | 176 | 8 | 128 | 8 | 2 | 19 | 16.44 | 2.52 | 125 | 100185 | 9.872 | 23.2532 | 89.56 | 0.2 | 87.5565 | 87.5565 | 377.0467 | 87.5565 | 89.7797 | 87.5565 | 87.5565 | 87.5565 | 189.5835 | 103.1931 | 395.8561 | 103.1931 | 192.7276 | 103.1931 | 103.1931 | 103.1931 | 225.6542 | 101.2565
|  | 3057 | 5 | 177 | 9 | 128 | 8 | 2 | 19 | 18.7 | 2.65 | 140 | 100130 | 10.178 | 33.099 | 77.6922 | 0.2 | 119.913 | 119.913 | 658.5671 | 119.913 | 237.4356 | 119.913 | 119.913 | 119.913 | 285.2786 | 114.2515 | 749.2656 | 114.2515 | 451.4807 | 114.2515 | 114.2515 | 114.2515 | 456.0962 | 96.7047
|  | 3058 | 5 | 178 | 10 | 128 | 8 | 2 | 19 | 20.96 | 2.77 | 155 | 100074 | 10.314 | 42.4587 | 63.8816 | 0.2 | 141.8984 | 141.8984 | 606.2008 | 141.8984 | 369.543 | 141.8984 | 141.8984 | 141.8984 | 307.3353 | 133.7331 | 796.6158 | 133.7331 | 629.2735 | 133.7331 | 139.993 | 133.7331 | 588.7179 | 115.5626
|  | 3059 | 5 | 179 | 11 | 128 | 8 | 2 | 19 | 21.75 | 2.8 | 169 | 100012 | 10.385 | 50.6166 | 46.6293 | 0.2 | 155.1282 | 155.1282 | 514.5542 | 155.1282 | 494.6725 | 155.1282 | 155.1282 | 155.1282 | 321.1155 | 135.3153 | 815.3622 | 135.3153 | 801.3037 | 135.3153 | 307.0571 | 135.3153 | 712.5841 | 110.2785
|  | 3060 | 5 | 180 | 12 | 128 | 8 | 2 | 19 | 22.54 | 2.82 | 182 | 99949 | 10.432 | 56.4078 | 24.4063 | 0.2 | 148.124 | 148.124 | 359.2443 | 148.124 | 613.3997 | 148.124 | 148.124 | 148.124 | 315.9053 | 100.9664 | 794.1896 | 100.9664 | 973.9046 | 100.9664 | 495.6203 | 100.9664 | 830.5 | 61.2548
|  | 3061 | 5 | 181 | 13 | 128 | 8 | 2 | 19 | 23.34 | 2.84 | 196 | 99887 | 10.462 | 58.3426 | -2.1385 | 0.2 | 142.9151 | 142.9151 | 142.9151 | 142.9151 | 654.9312 | 142.9151 | 162.0346 | 142.9151 | 312.716 | 87.1723 | 661.2465 | 87.1723 | 1036.8161 | 87.1723 | 688.2856 | 87.1723 | 875.766 | 44.783
|  | 3062 | 5 | 182 | 14 | 128 | 8 | 2 | 19 | 23.69 | 3.23 | 199 | 99825 | 10.487 | 55.7196 | -28.2335 | 0.2 | 147.8647 | 147.8647 | 147.8647 | 147.8647 | 615.1253 | 147.8647 | 398.7597 | 147.8647 | 319.5359 | 99.7762 | 472.5295 | 99.7762 | 980.3423 | 99.7762 | 827.3487 | 99.7762 | 837.902 | 59.8541
|  | 3063 | 5 | 183 | 15 | 128 | 8 | 2 | 19 | 24.05 | 3.62 | 203 | 99763 | 10.511 | 49.4609 | -49.6253 | 0.2 | 150.0606 | 150.0606 | 150.0606 | 150.0606 | 519.0688 | 150.0606 | 584.0315 | 150.0606 | 326.9079 | 116.8678 | 280.9724 | 116.8678 | 848.7644 | 116.8678 | 894.6999 | 116.8678 | 749.6727 | 83.6229
|  | 3064 | 5 | 184 | 16 | 128 | 8 | 2 | 19 | 24.4 | 4.01 | 207 | 99700 | 10.526 | 41.0515 | -66.2256 | 0.2 | 164.9542 | 164.9542 | 164.9542 | 164.9542 | 308.6474 | 164.9542 | 491.1446 | 164.9542 | 313.8472 | 195.961 | 195.961 | 195.961 | 517.0601 | 195.961 | 646.1051 | 195.961 | 511.4183 | 201.0089
|  | 3065 | 5 | 185 | 17 | 128 | 8 | 2 | 19 | 23.3 | 3.37 | 207 | 99707 | 11.082 | 31.5773 | -79.6449 | 0.2 | 137.5567 | 137.5567 | 137.5567 | 137.5567 | 197.9407 | 137.5567 | 468.021 | 137.5567 | 273.8692 | 170.5596 | 170.5596 | 170.5596 | 359.2651 | 170.5596 | 550.2407 | 170.5596 | 384.9618 | 178.476
|  | 3066 | 5 | 186 | 18 | 128 | 8 | 2 | 19 | 22.19 | 2.72 | 207 | 99714 | 11.508 | 21.7013 | -91.3147 | 0.2 | 104.4711 | 88.5641 | 88.5641 | 88.5641 | 88.5641 | 88.5641 | 781.6808 | 88.5641 | 291.0753 | 84.7259 | 84.7259 | 84.7259 | 268.5793 | 84.7259 | 769.9349 | 84.7259 | 349.0333 | 73.1182
|  | 3067 | 5 | 187 | 19 | 128 | 8 | 2 | 19 | 21.09 | 2.07 | 208 | 99720 | 11.834 | 11.8634 | -102.2385 | 0.2 | 9.7841 | 9.7841 | 9.7841 | 9.7841 | 9.7841 | 9.7841 | 9.7841 | 9.7841 | 15.6314 | 15.6314 | 15.6314 | 15.6314 | 15.6314 | 15.6314 | 15.6314 | 15.6314 | 19 | 19
|  | 3068 | 5 | 188 | 20 | 128 | 8 | 2 | 19 | 19.59 | 2.28 | 207 | 99769 | 10.85 | 2.4229 | -113.1376 | 0.2 | 2.5553 | 2.5553 | 2.5553 | 2.5553 | 2.5553 | 2.5553 | 2.5553 | 2.5553 | 4.0998 | 4.0998 | 4.0998 | 4.0998 | 4.0998 | 4.0998 | 4.0998 | 4.0998 | 5 | 5
|  | 3069 | 5 | 189 | 21 | 128 | 8 | 2 | 19 | 18.09 | 2.49 | 207 | 99818 | 9.939 | 0 | -124.5753 | 0.2 | 0 | 0 | 0 | 0 | 0 | 0 | 0 | 0 | 0 | 0 | 0 | 0 | 0 | 0 | 0 | 0 | 0 | 0
|  | 3070 | 5 | 190 | 22 | 128 | 8 | 2 | 19 | 16.59 | 2.7 | 207 | 99868 | 9.094 | 0 | -136.998 | 0.2 | 0 | 0 | 0 | 0 | 0 | 0 | 0 | 0 | 0 | 0 | 0 | 0 | 0 | 0 | 0 | 0 | 0 | 0
|  | 3071 | 5 | 191 | 23 | 128 | 8 | 2 | 19 | 15.92 | 2.61 | 210 | 99917 | 9.04 | 0 | -150.6804 | 0.2 | 0 | 0 | 0 | 0 | 0 | 0 | 0 | 0 | 0 | 0 | 0 | 0 | 0 | 0 | 0 | 0 | 0 | 0
|  | 3072 | 5 | 192 | 24 | 128 | 8 | 2 | 19 | 15.25 | 2.52 | 213 | 99966 | 8.973 | 0 | -165.5839 | 0.2 | 0 | 0 | 0 | 0 | 0 | 0 | 0 | 0 | 0 | 0 | 0 | 0 | 0 | 0 | 0 | 0 | 0 | 0
|  | 3073 | 5 | 193 | 1 | 129 | 9 | 3 | 19 | 14.58 | 2.43 | 217 | 100015 | 8.892 | 0 | 178.764 | 0.2 | 0 | 0 | 0 | 0 | 0 | 0 | 0 | 0 | 0 | 0 | 0 | 0 | 0 | 0 | 0 | 0 | 0 | 0
|  | 3074 | 5 | 194 | 2 | 129 | 9 | 3 | 19 | 13.99 | 2.13 | 212 | 100044 | 8.879 | 0 | 163.238 | 0.2 | 0 | 0 | 0 | 0 | 0 | 0 | 0 | 0 | 0 | 0 | 0 | 0 | 0 | 0 | 0 | 0 | 0 | 0
|  | 3075 | 5 | 195 | 3 | 129 | 9 | 3 | 19 | 13.39 | 1.83 | 207 | 100074 | 8.847 | 0 | 148.5511 | 0.2 | 0 | 0 | 0 | 0 | 0 | 0 | 0 | 0 | 0 | 0 | 0 | 0 | 0 | 0 | 0 | 0 | 0 | 0
|  | 3076 | 5 | 196 | 4 | 129 | 9 | 3 | 19 | 12.8 | 1.53 | 202 | 100103 | 8.808 | 0 | 135.1062 | 0.2 | 0 | 0 | 0 | 0 | 0 | 0 | 0 | 0 | 0 | 0 | 0 | 0 | 0 | 0 | 0 | 0 | 0 | 0
|  | 3077 | 5 | 197 | 5 | 129 | 9 | 3 | 19 | 13.38 | 1.52 | 188 | 100136 | 9.182 | 0 | 122.8844 | 0.2 | 0 | 0 | 0 | 0 | 0 | 0 | 0 | 0 | 0 | 0 | 0 | 0 | 0 | 0 | 0 | 0 | 0 | 0
|  | 3078 | 5 | 198 | 6 | 129 | 9 | 3 | 19 | 13.95 | 1.5 | 175 | 100169 | 9.564 | 4.0718 | 111.5806 | 0.2 | 0 | 0 | 0 | 0 | 0 | 0 | 0 | 0 | 0 | 0 | 0 | 0 | 0 | 0 | 0 | 0 | 0 | 0
|  | 3079 | 5 | 199 | 7 | 129 | 9 | 3 | 19 | 14.53 | 1.49 | 162 | 100202 | 9.966 | 13.589 | 100.7327 | 0.2 | 18.1527 | 18.1527 | 18.1527 | 18.1527 | 18.1527 | 18.1527 | 18.1527 | 18.1527 | 28.8861 | 28.8861 | 28.8861 | 28.8861 | 28.8861 | 28.8861 | 28.8861 | 28.8861 | 35 | 35
|  | 3080 | 5 | 200 | 8 | 129 | 9 | 3 | 19 | 16.46 | 1.18 | 135 | 100202 | 10.879 | 23.4544 | 89.7598 | 0.2 | 28.1731 | 28.1731 | 28.1731 | 28.1731 | 28.1731 | 28.1731 | 28.1731 | 28.1731 | 44.6846 | 44.6846 | 44.6846 | 44.6846 | 44.6846 | 44.6846 | 44.6846 | 44.6846 | 54 | 54
|  | 3081 | 5 | 201 | 9 | 129 | 9 | 3 | 19 | 18.4 | 0.86 | 109 | 100202 | 11.844 | 33.3041 | 77.9062 | 0.2 | 116.4797 | 116.4797 | 284.8786 | 116.4797 | 152.5623 | 116.4797 | 116.4797 | 116.4797 | 210.9443 | 156.4522 | 355.5345 | 156.4522 | 261.9728 | 156.4522 | 156.4522 | 156.4522 | 284.9275 | 171.7815
|  | 3082 | 5 | 202 | 10 | 129 | 9 | 3 | 19 | 20.34 | 0.55 | 83 | 100202 | 12.854 | 42.6761 | 64.1041 | 0.2 | 134.0987 | 134.0987 | 214.9499 | 134.0987 | 173.3507 | 134.0987 | 134.0987 | 134.0987 | 223.2354 | 192.3961 | 308.1613 | 192.3961 | 278.7462 | 192.3961 | 193.8204 | 192.3961 | 303.1251 | 220.2596
|  | 3083 | 5 | 203 | 11 | 129 | 9 | 3 | 19 | 21.31 | 0.71 | 123 | 100169 | 12.916 | 50.8552 | 46.8367 | 0.2 | 168.2485 | 168.2485 | 462.2503 | 168.2485 | 443.9808 | 168.2485 | 168.2485 | 168.2485 | 331.6907 | 176.5139 | 734.5535 | 176.5139 | 721.635 | 176.5139 | 318.7722 | 176.5139 | 665.3972 | 170.2118
|  | 3084 | 5 | 204 | 12 | 129 | 9 | 3 | 19 | 22.28 | 0.87 | 163 | 100136 | 12.93 | 56.6705 | 24.5359 | 0.2 | 182.8015 | 182.8015 | 326.4442 | 182.8015 | 497.4734 | 182.8015 | 182.8015 | 182.8015 | 342.1816 | 192.7477 | 666.259 | 192.7477 | 787.1949 | 192.7477 | 463.1176 | 192.7477 | 711.959 | 185.9555
|  | 3085 | 5 | 205 | 13 | 129 | 9 | 3 | 19 | 23.26 | 1.03 | 202 | 100103 | 12.898 | 58.6145 | -2.1651 | 0.2 | 190.5199 | 190.5199 | 190.5199 | 190.5199 | 303.7239 | 190.5199 | 194.7998 | 190.5199 | 313.1625 | 261.903 | 390.1834 | 261.903 | 473.2571 | 261.903 | 396.2361 | 261.903 | 479.8151 | 294.1193
|  | 3086 | 5 | 206 | 14 | 129 | 9 | 3 | 19 | 23.02 | 0.82 | 210 | 100061 | 12.637 | 55.9744 | -28.4042 | 0.2 | 193.2167 | 193.2167 | 193.2167 | 193.2167 | 316.821 | 193.2167 | 260.061 | 193.2167 | 323.161 | 263.392 | 363.2964 | 263.392 | 497.964 | 263.392 | 457.8285 | 263.392 | 503.3649 | 295.2344
|  | 3087 | 5 | 207 | 15 | 129 | 9 | 3 | 19 | 22.79 | 0.6 | 218 | 100018 | 12.389 | 49.6884 | -49.8559 | 0.2 | 181.6705 | 181.6705 | 181.6705 | 181.6705 | 409.0728 | 181.6705 | 451.2979 | 181.6705 | 338.9102 | 205.7344 | 309.0526 | 205.7344 | 660.5056 | 205.7344 | 690.3633 | 205.7344 | 621.8009 | 206.0595
|  | 3088 | 5 | 208 | 16 | 129 | 9 | 3 | 19 | 22.56 | 0.39 | 225 | 99976 | 12.145 | 41.2577 | -66.4617 | 0.2 | 51.1515 | 51.1515 | 51.1515 | 51.1515 | 51.3138 | 51.1515 | 51.524 | 51.1515 | 80.6108 | 80.4735 | 80.4735 | 80.4735 | 80.8402 | 80.4735 | 80.9889 | 80.4735 | 97 | 96.6436
|  | 3089 | 5 | 209 | 17 | 129 | 9 | 3 | 19 | 21.67 | 0.78 | 283 | 99972 | 12.173 | 31.772 | -79.8686 | 0.2 | 34.077 | 34.077 | 34.077 | 34.077 | 34.077 | 34.077 | 34.077 | 34.077 | 53.9037 | 53.9037 | 53.9037 | 53.9037 | 53.9037 | 53.9037 | 53.9037 | 53.9037 | 65 | 65
|  | 3090 | 5 | 210 | 18 | 129 | 9 | 3 | 19 | 20.77 | 1.17 | 342 | 99969 | 12.151 | 21.8931 | -91.5228 | 0.2 | 64.9168 | 64.2638 | 64.2638 | 64.2638 | 64.2638 | 64.2638 | 88.8272 | 64.2638 | 107.5032 | 100.0592 | 100.0592 | 100.0592 | 106.5797 | 100.0592 | 124.4105 | 100.0592 | 129.8688 | 119.9943
|  | 3091 | 5 | 211 | 19 | 129 | 9 | 3 | 19 | 19.88 | 1.56 | 40 | 99966 | 12.099 | 12.0594 | -102.4317 | 0.2 | 27.6577 | 26.7847 | 26.7847 | 26.7847 | 26.7847 | 26.7847 | 30.7448 | 26.7847 | 43.5824 | 42.3525 | 42.3525 | 42.3525 | 42.3525 | 42.3525 | 45.7654 | 42.3525 | 52 | 51.1336
|  | 3092 | 5 | 212 | 20 | 129 | 9 | 3 | 19 | 18.61 | 1.58 | 53 | 99979 | 11.466 | 2.6286 | -113.3161 | 0.2 | 40.6901 | 14.7915 | 14.7915 | 14.7915 | 14.7915 | 14.7915 | 74.8809 | 14.7915 | 41.7446 | 21.3074 | 21.3074 | 21.3074 | 21.3074 | 21.3074 | 65.9212 | 21.3074 | 27.1397 | 24.1357
|  | 3093 | 5 | 213 | 21 | 129 | 9 | 3 | 19 | 17.34 | 1.6 | 66 | 99992 | 10.851 | 0 | -124.7368 | 0.2 | 0 | 0 | 0 | 0 | 0 | 0 | 0 | 0 | 0 | 0 | 0 | 0 | 0 | 0 | 0 | 0 | 0 | 0
|  | 3094 | 5 | 214 | 22 | 129 | 9 | 3 | 19 | 16.07 | 1.61 | 79 | 100005 | 10.255 | 0 | -137.1362 | 0.2 | 0 | 0 | 0 | 0 | 0 | 0 | 0 | 0 | 0 | 0 | 0 | 0 | 0 | 0 | 0 | 0 | 0 | 0
|  | 3095 | 5 | 215 | 23 | 129 | 9 | 3 | 19 | 15.41 | 1.66 | 104 | 99982 | 10.057 | 0 | -150.7849 | 0.2 | 0 | 0 | 0 | 0 | 0 | 0 | 0 | 0 | 0 | 0 | 0 | 0 | 0 | 0 | 0 | 0 | 0 | 0
|  | 3096 | 5 | 216 | 24 | 129 | 9 | 3 | 19 | 14.75 | 1.71 | 128 | 99959 | 9.857 | 0 | -165.6422 | 0.2 | 0 | 0 | 0 | 0 | 0 | 0 | 0 | 0 | 0 | 0 | 0 | 0 | 0 | 0 | 0 | 0 | 0 | 0
|  | 3097 | 5 | 217 | 1 | 130 | 10 | 4 | 19 | 14.08 | 1.75 | 153 | 99936 | 9.646 | 0 | 178.7639 | 0.2 | 0 | 0 | 0 | 0 | 0 | 0 | 0 | 0 | 0 | 0 | 0 | 0 | 0 | 0 | 0 | 0 | 0 | 0
|  | 3098 | 5 | 218 | 2 | 130 | 10 | 4 | 19 | 13.84 | 1.67 | 161 | 99910 | 9.538 | 0 | 163.2914 | 0.2 | 0 | 0 | 0 | 0 | 0 | 0 | 0 | 0 | 0 | 0 | 0 | 0 | 0 | 0 | 0 | 0 | 0 | 0
|  | 3099 | 5 | 219 | 3 | 130 | 10 | 4 | 19 | 13.6 | 1.59 | 168 | 99884 | 9.43 | 0 | 148.6488 | 0.2 | 0 | 0 | 0 | 0 | 0 | 0 | 0 | 0 | 0 | 0 | 0 | 0 | 0 | 0 | 0 | 0 | 0 | 0
|  | 3100 | 5 | 220 | 4 | 130 | 10 | 4 | 19 | 13.36 | 1.5 | 176 | 99858 | 9.323 | 0 | 135.2363 | 0.2 | 0 | 0 | 0 | 0 | 0 | 0 | 0 | 0 | 0 | 0 | 0 | 0 | 0 | 0 | 0 | 0 | 0 | 0
|  | 3101 | 5 | 221 | 5 | 130 | 10 | 4 | 19 | 14.01 | 2.02 | 176 | 99838 | 9.723 | 0 | 123.037 | 0.2 | 0 | 0 | 0 | 0 | 0 | 0 | 0 | 0 | 0 | 0 | 0 | 0 | 0 | 0 | 0 | 0 | 0 | 0
|  | 3102 | 5 | 222 | 6 | 130 | 10 | 4 | 19 | 14.66 | 2.54 | 176 | 99818 | 10.139 | 4.2789 | 111.7501 | 0.2 | 0 | 0 | 0 | 0 | 0 | 0 | 0 | 0 | 0 | 0 | 0 | 0 | 0 | 0 | 0 | 0 | 0 | 0
|  | 3103 | 5 | 223 | 7 | 130 | 10 | 4 | 19 | 15.32 | 3.06 | 175 | 99799 | 10.577 | 13.7877 | 100.917 | 0.2 | 17.6253 | 17.6253 | 17.6253 | 17.6253 | 17.6253 | 17.6253 | 17.6253 | 17.6253 | 28.0546 | 28.0546 | 28.0546 | 28.0546 | 28.0546 | 28.0546 | 28.0546 | 28.0546 | 34 | 34
|  | 3104 | 5 | 224 | 8 | 130 | 10 | 4 | 19 | 17 | 3.16 | 191 | 99799 | 11.053 | 23.65 | 89.9587 | 0.2 | 26.0605 | 26.0605 | 26.0605 | 26.0605 | 26.0605 | 26.0605 | 26.0605 | 26.0605 | 41.3565 | 41.3565 | 41.3565 | 41.3565 | 41.3565 | 41.3565 | 41.3565 | 41.3565 | 50 | 50
|  | 3105 | 5 | 225 | 9 | 130 | 10 | 4 | 19 | 18.68 | 3.26 | 206 | 99799 | 11.482 | 33.5035 | 78.1197 | 0.2 | 106.9753 | 106.9753 | 197.6797 | 106.9753 | 126.0572 | 106.9753 | 106.9753 | 106.9753 | 184.7606 | 154.8668 | 262.3913 | 154.8668 | 211.7465 | 154.8668 | 154.8668 | 154.8668 | 239.66 | 178.3018
|  | 3106 | 5 | 226 | 10 | 130 | 10 | 4 | 19 | 20.37 | 3.35 | 222 | 99799 | 11.859 | 42.8876 | 64.3271 | 0.2 | 154.9501 | 154.9501 | 377.951 | 154.9501 | 262.1433 | 154.9501 | 154.9501 | 154.9501 | 284.8176 | 198.1055 | 518.3001 | 198.1055 | 436.4117 | 198.1055 | 202.9292 | 198.1055 | 443.6547 | 213.8321
|  | 3107 | 5 | 227 | 11 | 130 | 10 | 4 | 19 | 21.18 | 3.93 | 227 | 99776 | 11.241 | 51.0878 | 47.046 | 0.2 | 127.1024 | 127.1024 | 142.5449 | 127.1024 | 141.4795 | 127.1024 | 127.1024 | 127.1024 | 203.4637 | 195.1482 | 224.5493 | 195.1482 | 223.796 | 195.1482 | 202.7104 | 195.1482 | 258.062 | 231.925
|  | 3108 | 5 | 228 | 12 | 130 | 10 | 4 | 19 | 22 | 4.51 | 232 | 99753 | 10.533 | 56.9277 | 24.6696 | 0.2 | 163.6593 | 163.6593 | 350.9296 | 163.6593 | 571.3831 | 163.6593 | 163.6593 | 163.6593 | 334.8133 | 135.9254 | 755.5376 | 135.9254 | 911.4217 | 135.9254 | 490.6974 | 135.9254 | 795.2782 | 106.2846
|  | 3109 | 5 | 229 | 13 | 130 | 10 | 4 | 19 | 22.82 | 5.09 | 237 | 99730 | 9.719 | 58.8816 | -2.1866 | 0.2 | 198.2251 | 198.2251 | 198.2251 | 198.2251 | 477.0469 | 198.2251 | 208.871 | 198.2251 | 361.1528 | 231.4778 | 550.7817 | 231.4778 | 755.4662 | 231.4778 | 565.8373 | 231.4778 | 703.0776 | 240.8677
|  | 3110 | 5 | 230 | 14 | 130 | 10 | 4 | 19 | 22.17 | 4.6 | 239 | 99723 | 10.78 | 56.2254 | -28.5696 | 0.2 | 160.102 | 160.102 | 160.102 | 160.102 | 583.6223 | 160.102 | 390.7211 | 160.102 | 337.9249 | 127.5389 | 474.3266 | 127.5389 | 936.873 | 127.5389 | 800.4713 | 127.5389 | 817.4283 | 96.3774
|  | 3111 | 5 | 231 | 15 | 130 | 10 | 4 | 19 | 21.52 | 4.11 | 242 | 99717 | 11.743 | 49.9128 | -50.0811 | 0.2 | 156.5053 | 156.5053 | 156.5053 | 156.5053 | 497.9614 | 156.5053 | 564.6084 | 156.5053 | 339.6837 | 134.1055 | 292.5571 | 134.1055 | 822.5755 | 134.1055 | 869.7021 | 134.1055 | 740.4037 | 108.2161
|  | 3112 | 5 | 232 | 16 | 130 | 10 | 4 | 19 | 20.87 | 3.61 | 244 | 99710 | 12.616 | 41.4614 | -66.6925 | 0.2 | 164.519 | 164.519 | 164.519 | 164.519 | 269.3596 | 164.519 | 407.8683 | 164.519 | 303.7484 | 212.3414 | 212.3414 | 212.3414 | 452.0155 | 212.3414 | 549.9559 | 212.3414 | 464.6177 | 230.508
|  | 3113 | 5 | 233 | 17 | 130 | 10 | 4 | 19 | 20.39 | 2.65 | 250 | 99733 | 12.933 | 31.9646 | -80.0869 | 0.2 | 109.7494 | 109.7494 | 109.7494 | 109.7494 | 235.5909 | 109.7494 | 829.8189 | 109.7494 | 324.7705 | 91.2136 | 91.2136 | 91.2136 | 502.7372 | 91.2136 | 922.9199 | 91.2136 | 527.0186 | 70.8778
|  | 3114 | 5 | 234 | 18 | 130 | 10 | 4 | 19 | 19.9 | 1.69 | 255 | 99756 | 13.212 | 22.083 | -91.7258 | 0.2 | 78.4427 | 76.2415 | 76.2415 | 76.2415 | 76.2415 | 76.2415 | 149.3017 | 76.2415 | 135.1438 | 112.6181 | 112.6181 | 112.6181 | 132.0308 | 112.6181 | 185.2487 | 112.6181 | 160.3535 | 130.6986
|  | 3115 | 5 | 235 | 19 | 130 | 10 | 4 | 19 | 19.42 | 0.73 | 260 | 99779 | 13.468 | 12.2535 | -102.6199 | 0.2 | 155.4229 | 70.091 | 70.091 | 70.091 | 70.091 | 70.091 | 451.2233 | 70.091 | 208.9125 | 88.5931 | 88.5931 | 88.5931 | 88.5931 | 88.5931 | 418.0749 | 88.5931 | 177.6009 | 92.7754
|  | 3116 | 5 | 236 | 20 | 130 | 10 | 4 | 19 | 18.08 | 0.92 | 204 | 99815 | 12.542 | 2.8323 | -113.4895 | 0.2 | 5.1502 | 5.1502 | 5.1502 | 5.1502 | 5.1502 | 5.1502 | 5.1502 | 5.1502 | 8.2275 | 8.2275 | 8.2275 | 8.2275 | 8.2275 | 8.2275 | 8.2275 | 8.2275 | 10 | 10
|  | 3117 | 5 | 237 | 21 | 130 | 10 | 4 | 19 | 16.74 | 1.12 | 148 | 99851 | 11.666 | 0 | -124.8931 | 0.2 | 0 | 0 | 0 | 0 | 0 | 0 | 0 | 0 | 0 | 0 | 0 | 0 | 0 | 0 | 0 | 0 | 0 | 0
|  | 3118 | 5 | 238 | 22 | 130 | 10 | 4 | 19 | 15.4 | 1.31 | 91 | 99887 | 10.842 | 0 | -137.2694 | 0.2 | 0 | 0 | 0 | 0 | 0 | 0 | 0 | 0 | 0 | 0 | 0 | 0 | 0 | 0 | 0 | 0 | 0 | 0
|  | 3119 | 5 | 239 | 23 | 130 | 10 | 4 | 19 | 15.14 | 1.37 | 91 | 99881 | 10.707 | 0 | -150.8846 | 0.2 | 0 | 0 | 0 | 0 | 0 | 0 | 0 | 0 | 0 | 0 | 0 | 0 | 0 | 0 | 0 | 0 | 0 | 0
|  | 3120 | 5 | 240 | 24 | 130 | 10 | 4 | 19 | 14.88 | 1.43 | 90 | 99874 | 10.574 | 0 | -165.6964 | 0.2 | 0 | 0 | 0 | 0 | 0 | 0 | 0 | 0 | 0 | 0 | 0 | 0 | 0 | 0 | 0 | 0 | 0 | 0
|  | 3121 | 5 | 241 | 1 | 131 | 11 | 5 | 19 | 14.62 | 1.49 | 90 | 99868 | 10.441 | 0 | 178.7667 | 0.2 | 0 | 0 | 0 | 0 | 0 | 0 | 0 | 0 | 0 | 0 | 0 | 0 | 0 | 0 | 0 | 0 | 0 | 0
|  | 3122 | 5 | 242 | 2 | 131 | 11 | 5 | 19 | 14.62 | 1.48 | 92 | 99871 | 10.422 | 0 | 163.3464 | 0.2 | 0 | 0 | 0 | 0 | 0 | 0 | 0 | 0 | 0 | 0 | 0 | 0 | 0 | 0 | 0 | 0 | 0 | 0
|  | 3123 | 5 | 243 | 3 | 131 | 11 | 5 | 19 | 14.61 | 1.47 | 95 | 99874 | 10.394 | 0 | 148.7471 | 0.2 | 0 | 0 | 0 | 0 | 0 | 0 | 0 | 0 | 0 | 0 | 0 | 0 | 0 | 0 | 0 | 0 | 0 | 0
|  | 3124 | 5 | 244 | 4 | 131 | 11 | 5 | 19 | 14.61 | 1.46 | 97 | 99877 | 10.375 | 0 | 135.3661 | 0.2 | 0 | 0 | 0 | 0 | 0 | 0 | 0 | 0 | 0 | 0 | 0 | 0 | 0 | 0 | 0 | 0 | 0 | 0
|  | 3125 | 5 | 245 | 5 | 131 | 11 | 5 | 19 | 14.96 | 1.62 | 100 | 99884 | 10.629 | 0 | 123.189 | 0.2 | 0 | 0 | 0 | 0 | 0 | 0 | 0 | 0 | 0 | 0 | 0 | 0 | 0 | 0 | 0 | 0 | 0 | 0
|  | 3126 | 5 | 246 | 6 | 131 | 11 | 5 | 19 | 15.31 | 1.77 | 102 | 99890 | 10.889 | 4.4805 | 111.9187 | 0.2 | 0 | 0 | 0 | 0 | 0 | 0 | 0 | 0 | 0 | 0 | 0 | 0 | 0 | 0 | 0 | 0 | 0 | 0
|  | 3127 | 5 | 247 | 7 | 131 | 11 | 5 | 19 | 15.67 | 1.93 | 105 | 99897 | 11.162 | 13.9807 | 101.1001 | 0.2 | 23.4364 | 23.4364 | 23.4364 | 23.4364 | 23.4364 | 23.4364 | 23.4364 | 23.4364 | 37.2081 | 37.2081 | 37.2081 | 37.2081 | 37.2081 | 37.2081 | 37.2081 | 37.2081 | 45 | 45
|  | 3128 | 5 | 248 | 8 | 131 | 11 | 5 | 19 | 17 | 1.98 | 106 | 99890 | 12.106 | 23.8399 | 90.1566 | 0.2 | 13.9909 | 13.9909 | 13.9909 | 13.9909 | 13.9909 | 13.9909 | 13.9909 | 13.9909 | 22.2747 | 22.2747 | 22.2747 | 22.2747 | 22.2747 | 22.2747 | 22.2747 | 22.2747 | 27 | 27
|  | 3129 | 5 | 249 | 9 | 131 | 11 | 5 | 19 | 18.33 | 2.02 | 106 | 99884 | 13.117 | 33.697 | 78.3326 | 0.2 | 95.7993 | 95.7993 | 128.6799 | 95.7993 | 102.589 | 95.7993 | 95.7993 | 95.7993 | 158.6024 | 147.5723 | 186.6536 | 147.5723 | 168.2046 | 147.5723 | 147.5723 | 147.5723 | 198.4967 | 176.108
|  | 3130 | 5 | 250 | 10 | 131 | 11 | 5 | 19 | 19.66 | 2.07 | 107 | 99877 | 14.204 | 43.0931 | 64.5503 | 0.2 | 93.2504 | 93.2504 | 103.7812 | 93.2504 | 98.262 | 93.2504 | 93.2504 | 93.2504 | 149.0325 | 144.861 | 160.0226 | 144.861 | 156.1199 | 144.861 | 145.1298 | 144.861 | 184 | 173.0891
|  | 3131 | 5 | 251 | 11 | 131 | 11 | 5 | 19 | 19.96 | 1.99 | 138 | 99868 | 14.141 | 51.3144 | 47.2573 | 0.2 | 56.4309 | 56.4309 | 57.0742 | 56.4309 | 57.0254 | 56.4309 | 56.4309 | 56.4309 | 88.7767 | 88.4236 | 89.652 | 88.4236 | 89.6175 | 88.4236 | 88.7422 | 88.4236 | 107 | 105.906
|  | 3132 | 5 | 252 | 12 | 131 | 11 | 5 | 19 | 20.26 | 1.9 | 170 | 99858 | 14.072 | 57.1793 | 24.8074 | 0.2 | 40.4511 | 40.4511 | 40.4511 | 40.4511 | 40.4511 | 40.4511 | 40.4511 | 40.4511 | 63.4553 | 63.4553 | 63.4553 | 63.4553 | 63.4553 | 63.4553 | 63.4553 | 63.4553 | 76 | 76
|  | 3133 | 5 | 253 | 13 | 131 | 11 | 5 | 19 | 20.56 | 1.82 | 202 | 99848 | 13.993 | 59.144 | -2.2028 | 0.2 | 160.302 | 160.302 | 160.302 | 160.302 | 188.7407 | 160.302 | 161.3959 | 160.302 | 256.7234 | 243.1491 | 276.059 | 243.1491 | 296.9417 | 243.1491 | 277.606 | 243.1491 | 334.9835 | 287.3478
|  | 3134 | 5 | 254 | 14 | 131 | 11 | 5 | 19 | 21.26 | 1.64 | 214 | 99871 | 13.518 | 56.4724 | -28.7295 | 0.2 | 144.5204 | 144.5204 | 144.5204 | 144.5204 | 164.502 | 144.5204 | 155.4734 | 144.5204 | 230.9053 | 220.7163 | 237.2895 | 220.7163 | 259.1636 | 220.7163 | 252.7794 | 220.7163 | 295.959 | 261.568
|  | 3135 | 5 | 255 | 15 | 131 | 11 | 5 | 19 | 21.97 | 1.46 | 226 | 99894 | 12.981 | 50.1342 | -50.3007 | 0.2 | 183.7131 | 183.7131 | 183.7131 | 183.7131 | 291.4525 | 183.7131 | 313.489 | 183.7131 | 317.3295 | 250.6973 | 301.7473 | 250.6973 | 469.696 | 250.6973 | 485.2781 | 250.6973 | 483.621 | 281.6495
|  | 3136 | 5 | 256 | 16 | 131 | 11 | 5 | 19 | 22.67 | 1.28 | 238 | 99917 | 12.358 | 41.6626 | -66.9177 | 0.2 | 155.7435 | 155.7435 | 155.7435 | 155.7435 | 354.4207 | 155.7435 | 621.9337 | 155.7435 | 336.2071 | 157.8486 | 157.8486 | 157.8486 | 617.1791 | 157.8486 | 806.3393 | 157.8486 | 595.7068 | 144.7926
|  | 3137 | 5 | 257 | 17 | 131 | 11 | 5 | 19 | 21.76 | 1.29 | 189 | 99913 | 12.479 | 32.1551 | -80.2999 | 0.2 | 139.1099 | 139.1099 | 139.1099 | 139.1099 | 212.1574 | 139.1099 | 566.4515 | 139.1099 | 301.3932 | 160.3302 | 160.3302 | 160.3302 | 404.698 | 160.3302 | 655.2218 | 160.3302 | 432.2814 | 159.7407
|  | 3138 | 5 | 258 | 18 | 131 | 11 | 5 | 19 | 20.85 | 1.29 | 140 | 99910 | 12.547 | 22.2711 | -91.9234 | 0.2 | 95.7317 | 90.5378 | 90.5378 | 90.5378 | 90.5378 | 90.5378 | 245.1958 | 90.5378 | 174.1133 | 125.6281 | 125.6281 | 125.6281 | 166.7681 | 125.6281 | 279.8004 | 125.6281 | 203.4449 | 140.0704
|  | 3139 | 5 | 259 | 19 | 131 | 11 | 5 | 19 | 19.94 | 1.3 | 91 | 99907 | 12.564 | 12.4457 | -102.8028 | 0.2 | 41.9593 | 37.3942 | 37.3942 | 37.3942 | 37.3942 | 37.3942 | 57.4832 | 37.3942 | 65.0048 | 58.5617 | 58.5617 | 58.5617 | 58.5617 | 58.5617 | 75.9818 | 58.5617 | 75 | 70.4533
|  | 3140 | 5 | 260 | 20 | 131 | 11 | 5 | 19 | 18.34 | 1.33 | 99 | 99910 | 11.712 | 3.034 | -113.6577 | 0.2 | 3.0688 | 3.0688 | 3.0688 | 3.0688 | 3.0688 | 3.0688 | 3.0688 | 3.0688 | 4.9215 | 4.9215 | 4.9215 | 4.9215 | 4.9215 | 4.9215 | 4.9215 | 4.9215 | 6 | 6
|  | 3141 | 5 | 261 | 21 | 131 | 11 | 5 | 19 | 16.75 | 1.37 | 107 | 99913 | 10.902 | 0 | -125.0442 | 0.2 | 0 | 0 | 0 | 0 | 0 | 0 | 0 | 0 | 0 | 0 | 0 | 0 | 0 | 0 | 0 | 0 | 0 | 0
|  | 3142 | 5 | 262 | 22 | 131 | 11 | 5 | 19 | 15.16 | 1.41 | 114 | 99917 | 10.126 | 0 | -137.3974 | 0.2 | 0 | 0 | 0 | 0 | 0 | 0 | 0 | 0 | 0 | 0 | 0 | 0 | 0 | 0 | 0 | 0 | 0 | 0
|  | 3143 | 5 | 263 | 23 | 131 | 11 | 5 | 19 | 14.61 | 1.38 | 117 | 99910 | 9.926 | 0 | -150.9796 | 0.2 | 0 | 0 | 0 | 0 | 0 | 0 | 0 | 0 | 0 | 0 | 0 | 0 | 0 | 0 | 0 | 0 | 0 | 0
|  | 3144 | 5 | 264 | 24 | 131 | 11 | 5 | 19 | 14.07 | 1.35 | 119 | 99904 | 9.731 | 0 | -165.7465 | 0.2 | 0 | 0 | 0 | 0 | 0 | 0 | 0 | 0 | 0 | 0 | 0 | 0 | 0 | 0 | 0 | 0 | 0 | 0
|  | 3145 | 5 | 265 | 1 | 132 | 12 | 6 | 19 | 13.52 | 1.32 | 121 | 99897 | 9.531 | 0 | 178.7724 | 0.2 | 0 | 0 | 0 | 0 | 0 | 0 | 0 | 0 | 0 | 0 | 0 | 0 | 0 | 0 | 0 | 0 | 0 | 0
|  | 3146 | 5 | 266 | 2 | 132 | 12 | 6 | 19 | 13.23 | 1.29 | 129 | 99887 | 9.418 | 0 | 163.4031 | 0.2 | 0 | 0 | 0 | 0 | 0 | 0 | 0 | 0 | 0 | 0 | 0 | 0 | 0 | 0 | 0 | 0 | 0 | 0
|  | 3147 | 5 | 267 | 3 | 132 | 12 | 6 | 19 | 12.93 | 1.25 | 138 | 99877 | 9.298 | 0 | 148.8459 | 0.2 | 0 | 0 | 0 | 0 | 0 | 0 | 0 | 0 | 0 | 0 | 0 | 0 | 0 | 0 | 0 | 0 | 0 | 0
|  | 3148 | 5 | 268 | 4 | 132 | 12 | 6 | 19 | 12.63 | 1.21 | 146 | 99868 | 9.179 | 0 | 135.4956 | 0.2 | 0 | 0 | 0 | 0 | 0 | 0 | 0 | 0 | 0 | 0 | 0 | 0 | 0 | 0 | 0 | 0 | 0 | 0
|  | 3149 | 5 | 269 | 5 | 132 | 12 | 6 | 19 | 13.57 | 1.53 | 152 | 99864 | 9.626 | 0 | 123.3401 | 0.2 | 0 | 0 | 0 | 0 | 0 | 0 | 0 | 0 | 0 | 0 | 0 | 0 | 0 | 0 | 0 | 0 | 0 | 0
|  | 3150 | 5 | 270 | 6 | 132 | 12 | 6 | 19 | 14.51 | 1.85 | 158 | 99861 | 10.087 | 4.6765 | 112.0862 | 0.2 | 0 | 0 | 0 | 0 | 0 | 0 | 0 | 0 | 0 | 0 | 0 | 0 | 0 | 0 | 0 | 0 | 0 | 0
|  | 3151 | 5 | 271 | 7 | 132 | 12 | 6 | 19 | 15.45 | 2.17 | 164 | 99858 | 10.564 | 14.1682 | 101.2822 | 0.2 | 7.1954 | 7.1954 | 7.1954 | 7.1954 | 7.1954 | 7.1954 | 7.1954 | 7.1954 | 11.508 | 11.508 | 11.508 | 11.508 | 11.508 | 11.508 | 11.508 | 11.508 | 14 | 14
|  | 3152 | 5 | 272 | 8 | 132 | 12 | 6 | 19 | 16.9 | 2.28 | 185 | 99838 | 10.839 | 24.0241 | 90.3535 | 0.2 | 73.7931 | 73.3293 | 148.5068 | 73.3293 | 73.3293 | 73.3293 | 73.3293 | 73.3293 | 131.8343 | 107.8115 | 184.6649 | 107.8115 | 131.1784 | 107.8115 | 107.8115 | 107.8115 | 158.5653 | 125.0556
|  | 3153 | 5 | 273 | 9 | 132 | 12 | 6 | 19 | 18.35 | 2.39 | 205 | 99818 | 11.056 | 33.8846 | 78.5447 | 0.2 | 69.6899 | 69.6899 | 77.282 | 69.6899 | 71.2284 | 69.6899 | 69.6899 | 69.6899 | 111.6345 | 109.0438 | 118.0908 | 109.0438 | 113.8102 | 109.0438 | 109.0438 | 109.0438 | 136 | 130.7977
|  | 3154 | 5 | 274 | 10 | 132 | 12 | 6 | 19 | 19.8 | 2.5 | 225 | 99799 | 11.2 | 43.2925 | 64.7736 | 0.2 | 98.3294 | 98.3294 | 110.7183 | 98.3294 | 104.1662 | 98.3294 | 98.3294 | 98.3294 | 157.4972 | 152.5012 | 170.3846 | 152.5012 | 165.7516 | 152.5012 | 152.8641 | 152.5012 | 195 | 182.0979
|  | 3155 | 5 | 275 | 11 | 132 | 12 | 6 | 19 | 20.51 | 2.44 | 228 | 99759 | 12.163 | 51.535 | 47.4703 | 0.2 | 127.6001 | 127.6001 | 142.9966 | 127.6001 | 141.7231 | 127.6001 | 127.6001 | 127.6001 | 204.4862 | 195.8765 | 225.3596 | 195.8765 | 224.459 | 195.8765 | 203.5856 | 195.8765 | 259.0593 | 232.7604
|  | 3156 | 5 | 276 | 12 | 132 | 12 | 6 | 19 | 21.22 | 2.39 | 230 | 99720 | 13.189 | 57.4251 | 24.9492 | 0.2 | 178.8093 | 178.8093 | 200.5258 | 178.8093 | 225.4886 | 178.8093 | 178.8093 | 178.8093 | 291.4131 | 267.4414 | 339.7762 | 267.4414 | 357.4275 | 267.4414 | 309.0645 | 267.4414 | 395.3396 | 314.7593
|  | 3157 | 5 | 277 | 13 | 132 | 12 | 6 | 19 | 21.93 | 2.33 | 232 | 99681 | 14.282 | 59.4014 | -2.2136 | 0.2 | 200.3262 | 200.3262 | 200.3262 | 200.3262 | 437.8768 | 200.3262 | 209.5085 | 200.3262 | 357.9256 | 241.6433 | 519.4064 | 241.6433 | 693.873 | 241.6433 | 532.3922 | 241.6433 | 656.3556 | 254.3569
|  | 3158 | 5 | 278 | 14 | 132 | 12 | 6 | 19 | 21.98 | 1.67 | 236 | 99658 | 13.779 | 56.7155 | -28.8838 | 0.2 | 197.862 | 197.862 | 197.862 | 197.862 | 411.9189 | 197.862 | 315.9488 | 197.862 | 354.0669 | 242.1104 | 421.928 | 242.1104 | 656.789 | 242.1104 | 588.928 | 242.1104 | 628.8877 | 256.5004
|  | 3159 | 5 | 279 | 15 | 132 | 12 | 6 | 19 | 22.04 | 1.02 | 239 | 99635 | 13.28 | 50.3523 | -50.5145 | 0.2 | 188.5733 | 188.5733 | 188.5733 | 188.5733 | 314.4251 | 188.5733 | 341.3226 | 188.5733 | 333.3473 | 253.4559 | 314.3278 | 253.4559 | 511.3286 | 253.4559 | 530.348 | 253.4559 | 522.3358 | 283.5005
|  | 3160 | 5 | 280 | 16 | 132 | 12 | 6 | 19 | 22.09 | 0.36 | 242 | 99612 | 12.771 | 41.8614 | -67.1371 | 0.2 | 166.7409 | 166.7409 | 166.7409 | 166.7409 | 296.9935 | 166.7409 | 475.6506 | 166.7409 | 319.9488 | 199.6417 | 199.6417 | 199.6417 | 504.1538 | 199.6417 | 630.4834 | 199.6417 | 505.7679 | 205.3753
|  | 3161 | 5 | 281 | 17 | 132 | 12 | 6 | 19 | 21.25 | 0.67 | 195 | 99573 | 13.02 | 32.3436 | -80.5074 | 0.2 | 84.1788 | 84.1788 | 84.1788 | 84.1788 | 87.1243 | 84.1788 | 101.7943 | 84.1788 | 136.8241 | 130.9097 | 130.9097 | 130.9097 | 140.9897 | 130.9097 | 151.363 | 130.9097 | 168 | 156.6903
|  | 3162 | 5 | 282 | 18 | 132 | 12 | 6 | 19 | 20.41 | 0.98 | 148 | 99533 | 13.209 | 22.4573 | -92.1158 | 0.2 | 62.7856 | 62.1071 | 62.1071 | 62.1071 | 62.1071 | 62.1071 | 80.474 | 62.1071 | 102.8333 | 96.9816 | 96.9816 | 96.9816 | 101.8737 | 96.9816 | 115.3408 | 96.9816 | 124 | 116.403
|  | 3163 | 5 | 283 | 19 | 132 | 12 | 6 | 19 | 19.57 | 1.3 | 101 | 99494 | 13.34 | 12.636 | -102.9805 | 0.2 | 194.4826 | 58.7811 | 58.7811 | 58.7811 | 58.7811 | 58.7811 | 647.4838 | 58.7811 | 254.7658 | 63.0396 | 63.0396 | 63.0396 | 63.0396 | 63.0396 | 575.0859 | 63.0396 | 194.5035 | 59.0633
|  | 3164 | 5 | 284 | 20 | 132 | 12 | 6 | 19 | 18.18 | 1.47 | 121 | 99487 | 12.42 | 3.2335 | -113.8208 | 0.2 | 34.9999 | 14.32 | 14.32 | 14.32 | 14.32 | 14.32 | 61.1616 | 14.32 | 37.3058 | 20.6375 | 20.6375 | 20.6375 | 20.6375 | 20.6375 | 55.805 | 20.6375 | 26.1943 | 23.3015
|  | 3165 | 5 | 285 | 21 | 132 | 12 | 6 | 19 | 16.79 | 1.65 | 140 | 99481 | 11.548 | 0 | -125.1902 | 0.2 | 0 | 0 | 0 | 0 | 0 | 0 | 0 | 0 | 0 | 0 | 0 | 0 | 0 | 0 | 0 | 0 | 0 | 0
|  | 3166 | 5 | 286 | 22 | 132 | 12 | 6 | 19 | 15.4 | 1.82 | 159 | 99474 | 10.727 | 0 | -137.5203 | 0.2 | 0 | 0 | 0 | 0 | 0 | 0 | 0 | 0 | 0 | 0 | 0 | 0 | 0 | 0 | 0 | 0 | 0 | 0
|  | 3167 | 5 | 287 | 23 | 132 | 12 | 6 | 19 | 15.33 | 1.9 | 165 | 99432 | 10.742 | 0 | -151.0698 | 0.2 | 0 | 0 | 0 | 0 | 0 | 0 | 0 | 0 | 0 | 0 | 0 | 0 | 0 | 0 | 0 | 0 | 0 | 0
|  | 3168 | 5 | 288 | 24 | 132 | 12 | 6 | 19 | 15.26 | 1.98 | 172 | 99389 | 10.758 | 0 | -165.7926 | 0.2 | 0 | 0 | 0 | 0 | 0 | 0 | 0 | 0 | 0 | 0 | 0 | 0 | 0 | 0 | 0 | 0 | 0 | 0
|  | 3169 | 5 | 289 | 1 | 133 | 13 | 7 | 19 | 15.18 | 2.06 | 179 | 99347 | 10.766 | 0 | 178.7809 | 0.2 | 0 | 0 | 0 | 0 | 0 | 0 | 0 | 0 | 0 | 0 | 0 | 0 | 0 | 0 | 0 | 0 | 0 | 0
|  | 3170 | 5 | 290 | 2 | 133 | 13 | 7 | 19 | 14.98 | 1.97 | 178 | 99314 | 10.658 | 0 | 163.4613 | 0.2 | 0 | 0 | 0 | 0 | 0 | 0 | 0 | 0 | 0 | 0 | 0 | 0 | 0 | 0 | 0 | 0 | 0 | 0
|  | 3171 | 5 | 291 | 3 | 133 | 13 | 7 | 19 | 14.77 | 1.88 | 177 | 99281 | 10.546 | 0 | 148.9452 | 0.2 | 0 | 0 | 0 | 0 | 0 | 0 | 0 | 0 | 0 | 0 | 0 | 0 | 0 | 0 | 0 | 0 | 0 | 0
|  | 3172 | 5 | 292 | 4 | 133 | 13 | 7 | 19 | 14.57 | 1.79 | 176 | 99248 | 10.44 | 0 | 135.6249 | 0.2 | 0 | 0 | 0 | 0 | 0 | 0 | 0 | 0 | 0 | 0 | 0 | 0 | 0 | 0 | 0 | 0 | 0 | 0
|  | 3173 | 5 | 293 | 5 | 133 | 13 | 7 | 19 | 15.17 | 2.21 | 183 | 99235 | 10.781 | 0 | 123.4905 | 0.2 | 0 | 0 | 0 | 0 | 0 | 0 | 0 | 0 | 0 | 0 | 0 | 0 | 0 | 0 | 0 | 0 | 0 | 0
|  | 3174 | 5 | 294 | 6 | 133 | 13 | 7 | 19 | 15.77 | 2.63 | 190 | 99222 | 11.132 | 4.8669 | 112.2526 | 0.2 | 0 | 0 | 0 | 0 | 0 | 0 | 0 | 0 | 0 | 0 | 0 | 0 | 0 | 0 | 0 | 0 | 0 | 0
|  | 3175 | 5 | 295 | 7 | 133 | 13 | 7 | 19 | 16.37 | 3.05 | 196 | 99209 | 11.491 | 14.3499 | 101.463 | 0.2 | 33.4236 | 30.341 | 45.5425 | 30.341 | 30.341 | 30.341 | 30.341 | 30.341 | 51.1642 | 46.1787 | 59.7336 | 46.1787 | 46.8049 | 46.1787 | 46.1787 | 46.1787 | 58.2417 | 54.2736
|  | 3176 | 5 | 296 | 8 | 133 | 13 | 7 | 19 | 17.5 | 3.04 | 208 | 99179 | 12.222 | 24.2025 | 90.5492 | 0.2 | 74.225 | 73.4888 | 150.2924 | 73.4888 | 73.4888 | 73.4888 | 73.4888 | 73.4888 | 132.861 | 107.9294 | 186.6488 | 107.9294 | 131.8199 | 107.9294 | 107.9294 | 107.9294 | 159.6808 | 125.1583
|  | 3177 | 5 | 297 | 9 | 133 | 13 | 7 | 19 | 18.63 | 3.03 | 219 | 99150 | 12.99 | 34.0663 | 78.7561 | 0.2 | 94.0127 | 94.0127 | 123.3199 | 94.0127 | 99.8391 | 94.0127 | 94.0127 | 94.0127 | 155.2335 | 145.0661 | 180.0766 | 145.0661 | 163.4731 | 145.0661 | 145.0661 | 145.0661 | 193.4055 | 173.2003
|  | 3178 | 5 | 298 | 10 | 133 | 13 | 7 | 19 | 19.77 | 3.02 | 230 | 99120 | 13.807 | 43.4859 | 64.9969 | 0.2 | 153.8132 | 153.8132 | 505.4816 | 153.8132 | 317.822 | 153.8132 | 153.8132 | 153.8132 | 316.2142 | 171.9362 | 680.853 | 171.9362 | 548.1577 | 171.9362 | 183.5189 | 171.9362 | 539.0529 | 171.0043
|  | 3179 | 5 | 299 | 11 | 133 | 13 | 7 | 19 | 20.44 | 2.88 | 231 | 99088 | 14.159 | 51.7495 | 47.685 | 0.2 | 175.1869 | 175.1869 | 427.3012 | 175.1869 | 404.7141 | 175.1869 | 175.1869 | 175.1869 | 337.1818 | 193.6723 | 677.7537 | 193.6723 | 661.7822 | 193.6723 | 321.2102 | 193.6723 | 623.7459 | 191.2658
|  | 3180 | 5 | 300 | 12 | 133 | 13 | 7 | 19 | 21.11 | 2.74 | 232 | 99055 | 14.514 | 57.6651 | 25.095 | 0.2 | 169.5821 | 169.5821 | 186.4308 | 169.5821 | 205.5584 | 169.5821 | 169.5821 | 169.5821 | 274.4828 | 255.5466 | 311.8357 | 255.5466 | 325.361 | 255.5466 | 288.0081 | 255.5466 | 364.1949 | 301.4388
|  | 3181 | 5 | 301 | 13 | 133 | 13 | 7 | 19 | 21.79 | 2.61 | 232 | 99022 | 14.878 | 59.6538 | -2.219 | 0.2 | 199.6313 | 199.6313 | 199.6313 | 199.6313 | 410.4413 | 199.6313 | 207.7997 | 199.6313 | 351.2836 | 245.5344 | 494.5728 | 245.5344 | 649.4139 | 245.5344 | 506.1247 | 245.5344 | 620.5145 | 260.1525
|  | 3182 | 5 | 302 | 14 | 133 | 13 | 7 | 19 | 21.56 | 2.24 | 241 | 99009 | 14.59 | 56.9545 | -29.0323 | 0.2 | 197.9478 | 197.9478 | 197.9478 | 197.9478 | 399.0839 | 197.9478 | 309.5875 | 197.9478 | 352.2656 | 244.4443 | 415.5491 | 244.4443 | 636.7149 | 244.4443 | 573.4315 | 244.4443 | 613.3806 | 259.7622
|  | 3183 | 5 | 303 | 15 | 133 | 13 | 7 | 19 | 21.34 | 1.88 | 250 | 98996 | 14.314 | 50.5673 | -50.7224 | 0.2 | 185.5366 | 185.5366 | 185.5366 | 185.5366 | 293.8175 | 185.5366 | 317.9357 | 185.5366 | 323.1117 | 252.611 | 306.0575 | 252.611 | 476.2439 | 252.611 | 493.2981 | 252.611 | 491.5378 | 283.5539
|  | 3184 | 5 | 304 | 16 | 133 | 13 | 7 | 19 | 21.12 | 1.52 | 260 | 98983 | 14.044 | 42.0575 | -67.3508 | 0.2 | 117.3522 | 117.3522 | 117.3522 | 117.3522 | 127.5071 | 117.3522 | 141.6888 | 117.3522 | 190.3023 | 180.6595 | 180.6595 | 180.6595 | 204.6634 | 180.6595 | 214.6914 | 180.6595 | 238.9445 | 215.1527
|  | 3185 | 5 | 305 | 17 | 133 | 13 | 7 | 19 | 20.55 | 1.17 | 310 | 98960 | 13.819 | 32.5299 | -80.7093 | 0.2 | 139.3901 | 139.3901 | 139.3901 | 139.3901 | 211.3517 | 139.3901 | 579.2787 | 139.3901 | 309.0547 | 158.9145 | 158.9145 | 158.9145 | 410.8238 | 158.9145 | 670.9875 | 158.9145 | 441.5748 | 157.2829
|  | 3186 | 5 | 306 | 18 | 133 | 13 | 7 | 19 | 19.98 | 0.83 | 359 | 98937 | 13.593 | 22.6415 | -92.3027 | 0.2 | 100.4699 | 93.5447 | 93.5447 | 93.5447 | 93.5447 | 93.5447 | 265.7659 | 93.5447 | 184.8119 | 129.0788 | 129.0788 | 129.0788 | 175.0181 | 129.0788 | 301.6938 | 129.0788 | 215.6214 | 143.7281
|  | 3187 | 5 | 307 | 19 | 133 | 13 | 7 | 19 | 19.41 | 0.48 | 49 | 98914 | 13.361 | 12.8243 | -103.1529 | 0.2 | 113.9372 | 62.511 | 62.511 | 62.511 | 62.511 | 62.511 | 282.5819 | 62.511 | 155.9897 | 83.2474 | 83.2474 | 83.2474 | 83.262 | 83.2474 | 275.2395 | 83.2474 | 141.2384 | 89.7916
|  | 3188 | 5 | 308 | 20 | 133 | 13 | 7 | 19 | 18.1 | 0.76 | 96 | 98927 | 12.349 | 3.4308 | -113.9785 | 0.2 | 43.4501 | 16.5646 | 16.5646 | 16.5646 | 16.5646 | 16.5646 | 77.0115 | 16.5646 | 45.6686 | 23.8532 | 23.8532 | 23.8532 | 23.8532 | 23.8532 | 69.4001 | 23.8532 | 30.9402 | 26.9741
|  | 3189 | 5 | 309 | 21 | 133 | 13 | 7 | 19 | 16.8 | 1.04 | 143 | 98940 | 11.411 | 0 | -125.3309 | 0.2 | 0 | 0 | 0 | 0 | 0 | 0 | 0 | 0 | 0 | 0 | 0 | 0 | 0 | 0 | 0 | 0 | 0 | 0
|  | 3190 | 5 | 310 | 22 | 133 | 13 | 7 | 19 | 15.5 | 1.32 | 190 | 98953 | 10.537 | 0 | -137.6381 | 0.2 | 0 | 0 | 0 | 0 | 0 | 0 | 0 | 0 | 0 | 0 | 0 | 0 | 0 | 0 | 0 | 0 | 0 | 0
|  | 3191 | 5 | 311 | 23 | 133 | 13 | 7 | 19 | 15.19 | 1.38 | 198 | 98940 | 10.37 | 0 | -151.1552 | 0.2 | 0 | 0 | 0 | 0 | 0 | 0 | 0 | 0 | 0 | 0 | 0 | 0 | 0 | 0 | 0 | 0 | 0 | 0
|  | 3192 | 5 | 312 | 24 | 133 | 13 | 7 | 19 | 14.88 | 1.43 | 206 | 98927 | 10.204 | 0 | -165.8348 | 0.2 | 0 | 0 | 0 | 0 | 0 | 0 | 0 | 0 | 0 | 0 | 0 | 0 | 0 | 0 | 0 | 0 | 0 | 0
|  | 3193 | 5 | 313 | 1 | 134 | 14 | 1 | 20 | 14.57 | 1.49 | 214 | 98914 | 10.041 | 0 | 178.7923 | 0.2 | 0 | 0 | 0 | 0 | 0 | 0 | 0 | 0 | 0 | 0 | 0 | 0 | 0 | 0 | 0 | 0 | 0 | 0
|  | 3194 | 5 | 314 | 2 | 134 | 14 | 1 | 20 | 14.35 | 1.42 | 225 | 98943 | 9.918 | 0 | 163.5211 | 0.2 | 0 | 0 | 0 | 0 | 0 | 0 | 0 | 0 | 0 | 0 | 0 | 0 | 0 | 0 | 0 | 0 | 0 | 0
|  | 3195 | 5 | 315 | 3 | 134 | 14 | 1 | 20 | 14.12 | 1.35 | 235 | 98973 | 9.788 | 0 | 149.0449 | 0.2 | 0 | 0 | 0 | 0 | 0 | 0 | 0 | 0 | 0 | 0 | 0 | 0 | 0 | 0 | 0 | 0 | 0 | 0
|  | 3196 | 5 | 316 | 4 | 134 | 14 | 1 | 20 | 13.9 | 1.28 | 246 | 99002 | 9.667 | 0 | 135.7538 | 0.2 | 0 | 0 | 0 | 0 | 0 | 0 | 0 | 0 | 0 | 0 | 0 | 0 | 0 | 0 | 0 | 0 | 0 | 0
|  | 3197 | 5 | 317 | 5 | 134 | 14 | 1 | 20 | 14.26 | 1.09 | 258 | 99012 | 9.872 | 0 | 123.6399 | 0.2 | 0 | 0 | 0 | 0 | 0 | 0 | 0 | 0 | 0 | 0 | 0 | 0 | 0 | 0 | 0 | 0 | 0 | 0
|  | 3198 | 5 | 318 | 6 | 134 | 14 | 1 | 20 | 14.61 | 0.89 | 271 | 99022 | 10.076 | 5.0515 | 112.4179 | 0.2 | 0 | 0 | 0 | 0 | 0 | 0 | 0 | 0 | 0 | 0 | 0 | 0 | 0 | 0 | 0 | 0 | 0 | 0
|  | 3199 | 5 | 319 | 7 | 134 | 14 | 1 | 20 | 14.97 | 0.69 | 284 | 99032 | 10.289 | 14.5259 | 101.6425 | 0.2 | 53.7679 | 39.7609 | 107.7418 | 39.7609 | 39.7609 | 39.7609 | 39.7609 | 39.7609 | 78.6239 | 56.0029 | 116.7892 | 56.0029 | 58.815 | 56.0029 | 56.0029 | 56.0029 | 80.4217 | 62.4379
|  | 3200 | 5 | 320 | 8 | 134 | 14 | 1 | 20 | 15.29 | 0.66 | 257 | 99032 | 10.104 | 24.3751 | 90.7436 | 0.2 | 15.5613 | 15.5613 | 15.5613 | 15.5613 | 15.5613 | 15.5613 | 15.5613 | 15.5613 | 24.7608 | 24.7608 | 24.7608 | 24.7608 | 24.7608 | 24.7608 | 24.7608 | 24.7608 | 30 | 30
|  | 3201 | 5 | 321 | 9 | 134 | 14 | 1 | 20 | 15.61 | 0.63 | 230 | 99032 | 9.908 | 34.2421 | 78.9664 | 0.2 | 63.0531 | 63.0531 | 67.7729 | 63.0531 | 63.9734 | 63.0531 | 63.0531 | 63.0531 | 100.559 | 98.8953 | 104.5471 | 98.8953 | 101.8605 | 98.8953 | 98.8953 | 98.8953 | 122 | 118.7269
|  | 3202 | 5 | 322 | 10 | 134 | 14 | 1 | 20 | 15.94 | 0.59 | 204 | 99032 | 9.705 | 43.6732 | 65.22 | 0.2 | 120.7505 | 120.7505 | 148.2528 | 120.7505 | 133.4467 | 120.7505 | 120.7505 | 120.7505 | 196.7017 | 185.2297 | 225.1263 | 185.2297 | 214.6568 | 185.2297 | 186.2322 | 185.2297 | 249.2619 | 220.3419
|  | 3203 | 5 | 323 | 11 | 134 | 14 | 1 | 20 | 15.83 | 0.97 | 220 | 99035 | 9.662 | 51.9577 | 47.9011 | 0.2 | 127.1071 | 127.1071 | 141.6042 | 127.1071 | 140.2057 | 127.1071 | 127.1071 | 127.1071 | 203.6568 | 195.2627 | 223.1699 | 195.2627 | 222.1811 | 195.2627 | 202.6679 | 195.2627 | 257.0317 | 232.062
|  | 3204 | 5 | 324 | 12 | 134 | 14 | 1 | 20 | 15.72 | 1.36 | 237 | 99038 | 9.621 | 57.8993 | 25.2446 | 0.2 | 61.0566 | 61.0566 | 61.5956 | 61.0566 | 62.1997 | 61.0566 | 61.0566 | 61.0566 | 95.9776 | 95.3614 | 97.167 | 95.3614 | 97.5942 | 95.3614 | 96.4048 | 95.3614 | 116 | 113.9854
|  | 3205 | 5 | 325 | 13 | 134 | 14 | 1 | 20 | 15.61 | 1.74 | 254 | 99042 | 9.578 | 59.9012 | -2.2187 | 0.2 | 205.3046 | 205.3046 | 205.3046 | 205.3046 | 369.0843 | 205.3046 | 211.65 | 205.3046 | 356.0292 | 271.897 | 467.3521 | 271.897 | 587.6486 | 271.897 | 476.3258 | 271.897 | 584.6435 | 301.883
|  | 3206 | 5 | 326 | 14 | 134 | 14 | 1 | 20 | 15.44 | 2.25 | 261 | 99084 | 9.755 | 57.1895 | -29.1748 | 0.2 | 42.0638 | 42.0638 | 42.0638 | 42.0638 | 42.0638 | 42.0638 | 42.0638 | 42.0638 | 65.9713 | 65.9713 | 65.9713 | 65.9713 | 65.9713 | 65.9713 | 65.9713 | 65.9713 | 79 | 79
|  | 3207 | 5 | 327 | 15 | 134 | 14 | 1 | 20 | 15.27 | 2.76 | 268 | 99127 | 9.929 | 50.779 | -50.9243 | 0.2 | 57.4261 | 57.4261 | 57.4261 | 57.4261 | 58.0606 | 57.4261 | 58.2075 | 57.4261 | 90.3983 | 89.9749 | 90.2944 | 89.9749 | 91.2955 | 89.9749 | 91.3994 | 89.9749 | 109 | 107.7668
|  | 3208 | 5 | 328 | 16 | 134 | 14 | 1 | 20 | 15.1 | 3.27 | 274 | 99170 | 10.095 | 42.2511 | -67.5586 | 0.2 | 35.8429 | 35.8429 | 35.8429 | 35.8429 | 35.8429 | 35.8429 | 35.8429 | 35.8429 | 56.5281 | 56.5281 | 56.5281 | 56.5281 | 56.5281 | 56.5281 | 56.5281 | 56.5281 | 68 | 68
|  | 3209 | 5 | 329 | 17 | 134 | 14 | 1 | 20 | 14.45 | 3.36 | 273 | 99219 | 9.789 | 32.714 | -80.9054 | 0.2 | 54.1954 | 54.1954 | 54.1954 | 54.1954 | 54.5658 | 54.1954 | 56.5093 | 54.1954 | 86.0639 | 85.2615 | 85.2615 | 85.2615 | 86.5878 | 85.2615 | 87.9621 | 85.2615 | 104 | 102.4947
|  | 3210 | 5 | 330 | 18 | 134 | 14 | 1 | 20 | 13.79 | 3.44 | 272 | 99268 | 9.481 | 22.8237 | -92.4841 | 0.2 | 22.8933 | 22.8933 | 22.8933 | 22.8933 | 22.8933 | 22.8933 | 22.8933 | 22.8933 | 36.3655 | 36.3655 | 36.3655 | 36.3655 | 36.3655 | 36.3655 | 36.3655 | 36.3655 | 44 | 44
|  | 3211 | 5 | 331 | 19 | 134 | 14 | 1 | 20 | 13.14 | 3.53 | 270 | 99317 | 9.188 | 13.0106 | -103.3199 | 0.2 | 10.3043 | 10.3043 | 10.3043 | 10.3043 | 10.3043 | 10.3043 | 10.3043 | 10.3043 | 16.4578 | 16.4578 | 16.4578 | 16.4578 | 16.4578 | 16.4578 | 16.4578 | 16.4578 | 20 | 20
|  | 3212 | 5 | 332 | 20 | 134 | 14 | 1 | 20 | 12.61 | 3.45 | 269 | 99386 | 8.862 | 3.6258 | -114.131 | 0.2 | 3.0667 | 3.0667 | 3.0667 | 3.0667 | 3.0667 | 3.0667 | 3.0667 | 3.0667 | 4.92 | 4.92 | 4.92 | 4.92 | 4.92 | 4.92 | 4.92 | 4.92 | 6 | 6
|  | 3213 | 5 | 333 | 21 | 134 | 14 | 1 | 20 | 12.09 | 3.37 | 268 | 99455 | 8.554 | 0 | -125.4663 | 0.2 | 0 | 0 | 0 | 0 | 0 | 0 | 0 | 0 | 0 | 0 | 0 | 0 | 0 | 0 | 0 | 0 | 0 | 0
|  | 3214 | 5 | 334 | 22 | 134 | 14 | 1 | 20 | 11.57 | 3.3 | 267 | 99523 | 8.254 | 0 | -137.7508 | 0.2 | 0 | 0 | 0 | 0 | 0 | 0 | 0 | 0 | 0 | 0 | 0 | 0 | 0 | 0 | 0 | 0 | 0 | 0
|  | 3215 | 5 | 335 | 23 | 134 | 14 | 1 | 20 | 11.37 | 3.09 | 266 | 99556 | 8.115 | 0 | -151.2359 | 0.2 | 0 | 0 | 0 | 0 | 0 | 0 | 0 | 0 | 0 | 0 | 0 | 0 | 0 | 0 | 0 | 0 | 0 | 0
|  | 3216 | 5 | 336 | 24 | 134 | 14 | 1 | 20 | 11.17 | 2.89 | 264 | 99589 | 7.979 | 0 | -165.873 | 0.2 | 0 | 0 | 0 | 0 | 0 | 0 | 0 | 0 | 0 | 0 | 0 | 0 | 0 | 0 | 0 | 0 | 0 | 0
|  | 3217 | 5 | 337 | 1 | 135 | 15 | 2 | 20 | 10.96 | 2.69 | 263 | 99622 | 7.838 | 0 | 178.8064 | 0.2 | 0 | 0 | 0 | 0 | 0 | 0 | 0 | 0 | 0 | 0 | 0 | 0 | 0 | 0 | 0 | 0 | 0 | 0
|  | 3218 | 5 | 338 | 2 | 135 | 15 | 2 | 20 | 10.58 | 2.4 | 258 | 99671 | 7.574 | 0 | 163.5825 | 0.2 | 0 | 0 | 0 | 0 | 0 | 0 | 0 | 0 | 0 | 0 | 0 | 0 | 0 | 0 | 0 | 0 | 0 | 0
|  | 3219 | 5 | 339 | 3 | 135 | 15 | 2 | 20 | 10.2 | 2.11 | 253 | 99720 | 7.317 | 0 | 149.1451 | 0.2 | 0 | 0 | 0 | 0 | 0 | 0 | 0 | 0 | 0 | 0 | 0 | 0 | 0 | 0 | 0 | 0 | 0 | 0
|  | 3220 | 5 | 340 | 4 | 135 | 15 | 2 | 20 | 9.82 | 1.82 | 248 | 99769 | 7.068 | 0 | 135.8823 | 0.2 | 0 | 0 | 0 | 0 | 0 | 0 | 0 | 0 | 0 | 0 | 0 | 0 | 0 | 0 | 0 | 0 | 0 | 0
|  | 3221 | 5 | 341 | 5 | 135 | 15 | 2 | 20 | 10.32 | 1.75 | 249 | 99805 | 7.157 | 0 | 123.7885 | 0.2 | 0 | 0 | 0 | 0 | 0 | 0 | 0 | 0 | 0 | 0 | 0 | 0 | 0 | 0 | 0 | 0 | 0 | 0
|  | 3222 | 5 | 342 | 6 | 135 | 15 | 2 | 20 | 10.82 | 1.68 | 249 | 99841 | 7.243 | 5.2304 | 112.5819 | 0.2 | 3.5784 | 3.5784 | 3.5784 | 3.5784 | 3.5784 | 3.5784 | 3.5784 | 3.5784 | 5.7403 | 5.7403 | 5.7403 | 5.7403 | 5.7403 | 5.7403 | 5.7403 | 5.7403 | 7 | 7
|  | 3223 | 5 | 343 | 7 | 135 | 15 | 2 | 20 | 11.32 | 1.61 | 249 | 99877 | 7.325 | 14.6961 | 101.8206 | 0.2 | 96.331 | 50.6166 | 269.047 | 50.6166 | 50.6166 | 50.6166 | 50.6166 | 50.6166 | 134.0316 | 60.32 | 256.1602 | 60.32 | 69.3816 | 60.32 | 60.32 | 60.32 | 117.3047 | 58.7753
|  | 3224 | 5 | 344 | 8 | 135 | 15 | 2 | 20 | 12.68 | 2.04 | 246 | 99894 | 6.996 | 24.5418 | 90.9367 | 0.2 | 84.6498 | 82.3263 | 224.4387 | 82.3263 | 82.3263 | 82.3263 | 82.3263 | 82.3263 | 160.1693 | 112.6363 | 259.0149 | 112.6363 | 156.8833 | 112.6363 | 112.6363 | 112.6363 | 189.4373 | 124.5391
|  | 3225 | 5 | 345 | 9 | 135 | 15 | 2 | 20 | 14.04 | 2.46 | 243 | 99910 | 6.534 | 34.4118 | 79.1757 | 0.2 | 111.6833 | 111.6833 | 758.7904 | 111.6833 | 235.4101 | 111.6833 | 111.6833 | 111.6833 | 323.2161 | 91.5799 | 868.278 | 91.5799 | 498.1922 | 91.5799 | 91.5799 | 91.5799 | 519.568 | 68.2582
|  | 3226 | 5 | 346 | 10 | 135 | 15 | 2 | 20 | 15.4 | 2.88 | 240 | 99927 | 5.923 | 43.8543 | 65.4428 | 0.2 | 145.9603 | 145.9603 | 599.1544 | 145.9603 | 353.0396 | 145.9603 | 145.9603 | 145.9603 | 330.704 | 138.621 | 797.5878 | 138.621 | 623.5583 | 138.621 | 156.6745 | 138.621 | 599.1869 | 120.4613
|  | 3227 | 5 | 347 | 11 | 135 | 15 | 2 | 20 | 16.53 | 3.04 | 240 | 99900 | 5.982 | 52.1597 | 48.1186 | 0.2 | 166.1015 | 166.1015 | 484.3761 | 166.1015 | 451.4869 | 166.1015 | 166.1015 | 166.1015 | 344.7017 | 157.3704 | 771.5539 | 157.3704 | 748.2977 | 157.3704 | 321.4455 | 157.3704 | 687.0684 | 136.7565
|  | 3228 | 5 | 348 | 12 | 135 | 15 | 2 | 20 | 17.66 | 3.2 | 241 | 99874 | 6.012 | 58.1275 | 25.3982 | 0.2 | 152.7685 | 152.7685 | 356.4469 | 152.7685 | 581.7499 | 152.7685 | 152.7685 | 152.7685 | 349.3255 | 112.615 | 796.6835 | 112.615 | 955.9968 | 112.615 | 508.6388 | 112.615 | 842.738 | 78.9973
|  | 3229 | 5 | 349 | 13 | 135 | 15 | 2 | 20 | 18.79 | 3.35 | 241 | 99848 | 6.009 | 60.1434 | -2.2128 | 0.2 | 171.2782 | 171.2782 | 171.2782 | 171.2782 | 575.3307 | 171.2782 | 186.891 | 171.2782 | 356.7641 | 144.3661 | 631.4325 | 144.3661 | 928.1807 | 144.3661 | 653.5123 | 144.3661 | 818.7656 | 114.3369
|  | 3230 | 5 | 350 | 14 | 135 | 15 | 2 | 20 | 19.26 | 3.52 | 243 | 99835 | 6.481 | 57.4203 | -29.3111 | 0.2 | 186.2302 | 186.2302 | 186.2302 | 186.2302 | 494.89 | 186.2302 | 359.5204 | 186.2302 | 367.7901 | 194.3569 | 463.5109 | 194.3569 | 804.3011 | 194.3569 | 708.5803 | 194.3569 | 740.632 | 186.7005
|  | 3231 | 5 | 351 | 15 | 135 | 15 | 2 | 20 | 19.74 | 3.68 | 245 | 99822 | 6.981 | 50.9875 | -51.1198 | 0.2 | 188.1259 | 188.1259 | 188.1259 | 188.1259 | 356.6248 | 188.1259 | 397.0969 | 188.1259 | 348.9621 | 233.8092 | 320.344 | 233.8092 | 587.2555 | 233.8092 | 615.8737 | 233.8092 | 581.054 | 249.7043
|  | 3232 | 5 | 352 | 16 | 135 | 15 | 2 | 20 | 20.21 | 3.85 | 247 | 99809 | 7.5 | 42.4421 | -67.7602 | 0.2 | 153.4765 | 153.4765 | 153.4765 | 153.4765 | 353.5209 | 153.4765 | 642.699 | 153.4765 | 350.2629 | 149.9444 | 149.9444 | 149.9444 | 633.1684 | 149.9444 | 837.6482 | 149.9444 | 617.3181 | 133.9804
|  | 3233 | 5 | 353 | 17 | 135 | 15 | 2 | 20 | 19.64 | 2.98 | 270 | 99825 | 7.897 | 32.8958 | -81.0958 | 0.2 | 121.5827 | 121.5827 | 121.5827 | 121.5827 | 224.8261 | 121.5827 | 780.5654 | 121.5827 | 340.2101 | 108.1351 | 108.1351 | 108.1351 | 486.2182 | 108.1351 | 879.1852 | 108.1351 | 518.7476 | 87.3007
|  | 3234 | 5 | 354 | 18 | 135 | 15 | 2 | 20 | 19.07 | 2.12 | 293 | 99841 | 8.257 | 23.0038 | -92.66 | 0.2 | 95.5933 | 89.8293 | 89.8293 | 89.8293 | 89.8293 | 89.8293 | 213.8938 | 89.8293 | 171.513 | 130.1524 | 130.1524 | 130.1524 | 163.3615 | 130.1524 | 255.1641 | 130.1524 | 202.7958 | 150.067
|  | 3235 | 5 | 355 | 19 | 135 | 15 | 2 | 20 | 18.51 | 1.26 | 316 | 99858 | 8.586 | 13.1947 | -103.4815 | 0.2 | 172.2157 | 73.1505 | 73.1505 | 73.1505 | 73.1505 | 73.1505 | 486.3742 | 73.1505 | 230.7453 | 90.2496 | 90.2496 | 90.2496 | 90.6459 | 90.2496 | 452.889 | 90.2496 | 192.6327 | 93.007
|  | 3236 | 5 | 356 | 20 | 135 | 15 | 2 | 20 | 16.63 | 1.5 | 356 | 99897 | 8.218 | 3.8185 | -114.2781 | 0.2 | 160.1722 | 22.5152 | 22.5152 | 22.5152 | 22.5152 | 22.5152 | 327.7031 | 22.5152 | 144.0342 | 30.895 | 30.895 | 30.895 | 30.895 | 30.895 | 262.4964 | 30.895 | 57.1711 | 34.8252
|  | 3237 | 5 | 357 | 21 | 135 | 15 | 2 | 20 | 14.75 | 1.75 | 36 | 99936 | 7.81 | 0 | -125.5965 | 0.2 | 0 | 0 | 0 | 0 | 0 | 0 | 0 | 0 | 0 | 0 | 0 | 0 | 0 | 0 | 0 | 0 | 0 | 0
|  | 3238 | 5 | 358 | 22 | 135 | 15 | 2 | 20 | 12.87 | 2 | 76 | 99976 | 7.375 | 0 | -137.8584 | 0.2 | 0 | 0 | 0 | 0 | 0 | 0 | 0 | 0 | 0 | 0 | 0 | 0 | 0 | 0 | 0 | 0 | 0 | 0
|  | 3239 | 5 | 359 | 23 | 135 | 15 | 2 | 20 | 12.3 | 1.89 | 88 | 99943 | 7.379 | 0 | -151.312 | 0.2 | 0 | 0 | 0 | 0 | 0 | 0 | 0 | 0 | 0 | 0 | 0 | 0 | 0 | 0 | 0 | 0 | 0 | 0
|  | 3240 | 5 | 360 | 24 | 135 | 15 | 2 | 20 | 11.73 | 1.77 | 100 | 99910 | 7.37 | 0 | -165.9072 | 0.2 | 0 | 0 | 0 | 0 | 0 | 0 | 0 | 0 | 0 | 0 | 0 | 0 | 0 | 0 | 0 | 0 | 0 | 0
|  | 3241 | 5 | 361 | 1 | 136 | 16 | 3 | 20 | 11.15 | 1.66 | 112 | 99877 | 7.347 | 0 | 178.8391 | 0.2 | 0 | 0 | 0 | 0 | 0 | 0 | 0 | 0 | 0 | 0 | 0 | 0 | 0 | 0 | 0 | 0 | 0 | 0
|  | 3242 | 5 | 362 | 2 | 136 | 16 | 3 | 20 | 10.93 | 1.92 | 118 | 99789 | 7.325 | 0 | 163.6606 | 0.2 | 0 | 0 | 0 | 0 | 0 | 0 | 0 | 0 | 0 | 0 | 0 | 0 | 0 | 0 | 0 | 0 | 0 | 0
|  | 3243 | 5 | 363 | 3 | 136 | 16 | 3 | 20 | 10.7 | 2.19 | 124 | 99700 | 7.297 | 0 | 149.2599 | 0.2 | 0 | 0 | 0 | 0 | 0 | 0 | 0 | 0 | 0 | 0 | 0 | 0 | 0 | 0 | 0 | 0 | 0 | 0
|  | 3244 | 5 | 364 | 4 | 136 | 16 | 3 | 20 | 10.48 | 2.46 | 130 | 99612 | 7.273 | 0 | 136.0234 | 0.2 | 0 | 0 | 0 | 0 | 0 | 0 | 0 | 0 | 0 | 0 | 0 | 0 | 0 | 0 | 0 | 0 | 0 | 0
|  | 3245 | 5 | 365 | 5 | 136 | 16 | 3 | 20 | 11.49 | 2.9 | 137 | 99605 | 7.659 | 0 | 123.9481 | 0.2 | 0 | 0 | 0 | 0 | 0 | 0 | 0 | 0 | 0 | 0 | 0 | 0 | 0 | 0 | 0 | 0 | 0 | 0
|  | 3246 | 5 | 366 | 6 | 136 | 16 | 3 | 20 | 12.5 | 3.34 | 145 | 99599 | 8.058 | 5.394 | 112.7559 | 0.2 | 1.5272 | 1.5272 | 1.5272 | 1.5272 | 1.5272 | 1.5272 | 1.5272 | 1.5272 | 2.4557 | 2.4557 | 2.4557 | 2.4557 | 2.4557 | 2.4557 | 2.4557 | 2.4557 | 3 | 3
|  | 3247 | 5 | 367 | 7 | 136 | 16 | 3 | 20 | 13.51 | 3.78 | 152 | 99592 | 8.473 | 14.8505 | 102.0083 | 0.2 | 156.7971 | 55.2804 | 532.5379 | 55.2804 | 55.2804 | 55.2804 | 55.2804 | 55.2804 | 218.216 | 54.949 | 483.9049 | 54.949 | 74.6498 | 54.949 | 54.949 | 54.949 | 175.6486 | 46.2708
|  | 3248 | 5 | 368 | 8 | 136 | 16 | 3 | 20 | 16.51 | 3.71 | 166 | 99586 | 9.538 | 24.6924 | 91.1398 | 0.2 | 103.5457 | 93.3034 | 608.0887 | 93.3034 | 93.3034 | 93.3034 | 93.3034 | 93.3034 | 268.0828 | 93.4411 | 624.8486 | 93.4411 | 253.5981 | 93.4411 | 93.4411 | 93.4411 | 318.0149 | 81.2765
|  | 3249 | 5 | 369 | 9 | 136 | 16 | 3 | 20 | 19.51 | 3.63 | 180 | 99579 | 10.621 | 34.5655 | 79.3967 | 0.2 | 117.4259 | 117.4259 | 729.4028 | 117.4259 | 231.9912 | 117.4259 | 117.4259 | 117.4259 | 324.9567 | 102.6494 | 838.6996 | 102.6494 | 486.9765 | 102.6494 | 102.6494 | 102.6494 | 510.4781 | 81.5228
|  | 3250 | 5 | 370 | 10 | 136 | 16 | 3 | 20 | 22.52 | 3.56 | 194 | 99573 | 11.697 | 44.0199 | 65.6808 | 0.2 | 131.7747 | 131.7747 | 685.2461 | 131.7747 | 381.9003 | 131.7747 | 131.7747 | 131.7747 | 339.2468 | 101.0874 | 907.4758 | 101.0874 | 692.9779 | 101.0874 | 124.749 | 101.0874 | 657.195 | 70.2611
|  | 3251 | 5 | 371 | 11 | 136 | 16 | 3 | 20 | 23.69 | 4.06 | 203 | 99543 | 11.339 | 52.3478 | 48.3576 | 0.2 | 132.0661 | 132.0661 | 568.3163 | 132.0661 | 519.9644 | 132.0661 | 132.0661 | 132.0661 | 342.5883 | 81.8736 | 925.3493 | 81.8736 | 891.1593 | 81.8736 | 308.3983 | 81.8736 | 799.8433 | 43.2388
|  | 3252 | 5 | 372 | 12 | 136 | 16 | 3 | 20 | 24.86 | 4.56 | 212 | 99514 | 10.855 | 58.3452 | 25.5821 | 0.2 | 143.5012 | 143.5012 | 360.6747 | 143.5012 | 597.1416 | 143.5012 | 143.5012 | 143.5012 | 345.5918 | 89.5231 | 819.9289 | 89.5231 | 987.1362 | 89.5231 | 512.7991 | 89.5231 | 863.4081 | 47.6319
|  | 3253 | 5 | 373 | 13 | 136 | 16 | 3 | 20 | 26.04 | 5.06 | 221 | 99484 | 10.243 | 60.3808 | -2.1715 | 0.2 | 164.0364 | 164.0364 | 164.0364 | 164.0364 | 592.0659 | 164.0364 | 180.2666 | 164.0364 | 358.5617 | 128.4738 | 649.7478 | 128.4738 | 963.8868 | 128.4738 | 672.7007 | 128.4738 | 848.6962 | 95.2734
|  | 3254 | 5 | 374 | 14 | 136 | 16 | 3 | 20 | 25.38 | 4.91 | 230 | 99530 | 10.467 | 57.6519 | -29.4153 | 0.2 | 198.4855 | 198.4855 | 198.4855 | 198.4855 | 440.5904 | 198.4855 | 334.9898 | 198.4855 | 374.0139 | 234.9053 | 448.6848 | 234.9053 | 716.4019 | 234.9053 | 641.731 | 234.9053 | 684.6632 | 245.829
|  | 3255 | 5 | 375 | 15 | 136 | 16 | 3 | 20 | 24.72 | 4.76 | 240 | 99576 | 10.656 | 51.2007 | -51.2894 | 0.2 | 188.1145 | 188.1145 | 188.1145 | 188.1145 | 383.1302 | 188.1145 | 431.4417 | 188.1145 | 363.2895 | 226.9349 | 329.1281 | 226.9349 | 639.0834 | 226.9349 | 673.2448 | 226.9349 | 627.6851 | 239.835
|  | 3256 | 5 | 376 | 16 | 136 | 16 | 3 | 20 | 24.06 | 4.61 | 250 | 99622 | 10.812 | 42.6399 | -67.9405 | 0.2 | 33.7214 | 33.7214 | 33.7214 | 33.7214 | 33.7214 | 33.7214 | 33.7214 | 33.7214 | 53.1937 | 53.1937 | 53.1937 | 53.1937 | 53.1937 | 53.1937 | 53.1937 | 53.1937 | 64 | 64
|  | 3257 | 5 | 377 | 17 | 136 | 16 | 3 | 20 | 22.7 | 3.66 | 263 | 99681 | 11.065 | 33.0856 | -81.2677 | 0.2 | 136.6472 | 136.6472 | 136.6472 | 136.6472 | 173.5098 | 136.6472 | 376.6397 | 136.6472 | 267.2988 | 181.5026 | 181.5026 | 181.5026 | 319.4304 | 181.5026 | 463.0649 | 181.5026 | 357.5762 | 199.3794
|  | 3258 | 5 | 378 | 18 | 136 | 16 | 3 | 20 | 21.34 | 2.71 | 277 | 99740 | 11.198 | 23.192 | -92.8189 | 0.2 | 41.7463 | 41.6642 | 41.6642 | 41.6642 | 41.6642 | 41.6642 | 43.3325 | 41.6642 | 66.3536 | 65.7895 | 65.7895 | 65.7895 | 66.2374 | 65.7895 | 67.4752 | 65.7895 | 80 | 79.2844
|  | 3259 | 5 | 379 | 19 | 136 | 16 | 3 | 20 | 19.99 | 1.77 | 290 | 99799 | 11.236 | 13.3866 | -103.6266 | 0.2 | 60.9584 | 46.3225 | 46.3225 | 46.3225 | 46.3225 | 46.3225 | 106.6974 | 46.3225 | 89.9191 | 69.1157 | 69.1157 | 69.1157 | 69.2208 | 69.1157 | 122.2615 | 69.1157 | 95.4101 | 80.6255
|  | 3260 | 5 | 380 | 20 | 136 | 16 | 3 | 20 | 18.57 | 1.78 | 287 | 99874 | 11.047 | 4.0182 | -114.4085 | 0.2 | 68.9759 | 29.0487 | 29.0487 | 29.0487 | 29.0487 | 29.0487 | 117.0332 | 29.0487 | 73.8783 | 40.8463 | 40.8463 | 40.8463 | 40.8463 | 40.8463 | 107.8599 | 40.8463 | 51.6818 | 44.8947
|  | 3261 | 5 | 381 | 21 | 136 | 16 | 3 | 20 | 17.15 | 1.8 | 285 | 99949 | 10.796 | 0 | -125.7093 | 0.2 | 0 | 0 | 0 | 0 | 0 | 0 | 0 | 0 | 0 | 0 | 0 | 0 | 0 | 0 | 0 | 0 | 0 | 0
|  | 3262 | 5 | 382 | 22 | 136 | 16 | 3 | 20 | 15.74 | 1.82 | 282 | 100025 | 10.502 | 0 | -137.9476 | 0.2 | 0 | 0 | 0 | 0 | 0 | 0 | 0 | 0 | 0 | 0 | 0 | 0 | 0 | 0 | 0 | 0 | 0 | 0
|  | 3263 | 5 | 383 | 23 | 136 | 16 | 3 | 20 | 15.14 | 1.56 | 275 | 100051 | 10.232 | 0 | -151.3688 | 0.2 | 0 | 0 | 0 | 0 | 0 | 0 | 0 | 0 | 0 | 0 | 0 | 0 | 0 | 0 | 0 | 0 | 0 | 0
|  | 3264 | 5 | 384 | 24 | 136 | 16 | 3 | 20 | 14.54 | 1.31 | 267 | 100077 | 9.966 | 0 | -165.9221 | 0.2 | 0 | 0 | 0 | 0 | 0 | 0 | 0 | 0 | 0 | 0 | 0 | 0 | 0 | 0 | 0 | 0 | 0 | 0
|  | 3265 | 5 | 385 | 1 | 137 | 17 | 4 | 20 | 13.93 | 1.05 | 260 | 100103 | 9.696 | 0 | 178.8465 | 0.2 | 0 | 0 | 0 | 0 | 0 | 0 | 0 | 0 | 0 | 0 | 0 | 0 | 0 | 0 | 0 | 0 | 0 | 0
|  | 3266 | 5 | 386 | 2 | 137 | 17 | 4 | 20 | 13.34 | 1.13 | 252 | 100153 | 9.234 | 0 | 163.7131 | 0.2 | 0 | 0 | 0 | 0 | 0 | 0 | 0 | 0 | 0 | 0 | 0 | 0 | 0 | 0 | 0 | 0 | 0 | 0
|  | 3267 | 5 | 387 | 3 | 137 | 17 | 4 | 20 | 12.74 | 1.21 | 243 | 100202 | 8.785 | 0 | 149.3498 | 0.2 | 0 | 0 | 0 | 0 | 0 | 0 | 0 | 0 | 0 | 0 | 0 | 0 | 0 | 0 | 0 | 0 | 0 | 0
|  | 3268 | 5 | 388 | 4 | 137 | 17 | 4 | 20 | 12.15 | 1.3 | 235 | 100251 | 8.363 | 0 | 136.141 | 0.2 | 0 | 0 | 0 | 0 | 0 | 0 | 0 | 0 | 0 | 0 | 0 | 0 | 0 | 0 | 0 | 0 | 0 | 0
|  | 3269 | 5 | 389 | 5 | 137 | 17 | 4 | 20 | 12.74 | 1.21 | 237 | 100284 | 8.568 | 0 | 124.0855 | 0.2 | 0 | 0 | 0 | 0 | 0 | 0 | 0 | 0 | 0 | 0 | 0 | 0 | 0 | 0 | 0 | 0 | 0 | 0
|  | 3270 | 5 | 390 | 6 | 137 | 17 | 4 | 20 | 13.32 | 1.13 | 239 | 100316 | 8.769 | 5.5685 | 112.9086 | 0.2 | 1.0172 | 1.0172 | 1.0172 | 1.0172 | 1.0172 | 1.0172 | 1.0172 | 1.0172 | 1.6364 | 1.6364 | 1.6364 | 1.6364 | 1.6364 | 1.6364 | 1.6364 | 1.6364 | 2 | 2
|  | 3271 | 5 | 391 | 7 | 137 | 17 | 4 | 20 | 13.91 | 1.05 | 240 | 100349 | 8.977 | 15.0167 | 102.1749 | 0.2 | 57.6137 | 41.8449 | 114.9336 | 41.8449 | 41.8449 | 41.8449 | 41.8449 | 41.8449 | 84.1426 | 58.8092 | 124.6738 | 58.8092 | 61.8421 | 58.8092 | 58.8092 | 58.8092 | 85.5892 | 65.5311
|  | 3272 | 5 | 392 | 8 | 137 | 17 | 4 | 20 | 15.11 | 1.14 | 253 | 100349 | 8.633 | 24.8551 | 91.321 | 0.2 | 87.3366 | 84.041 | 226.957 | 84.041 | 84.041 | 84.041 | 84.041 | 84.041 | 164.1515 | 114.9959 | 262.8781 | 114.9959 | 159.4909 | 114.9959 | 114.9959 | 114.9959 | 193.3811 | 127.1601
|  | 3273 | 5 | 393 | 9 | 137 | 17 | 4 | 20 | 16.32 | 1.22 | 265 | 100349 | 8.174 | 34.7309 | 79.5934 | 0.2 | 129.7478 | 129.7478 | 499.6547 | 129.7478 | 197.6825 | 129.7478 | 129.7478 | 129.7478 | 281.2778 | 144.9584 | 590.8786 | 144.9584 | 377.3519 | 144.9584 | 144.9584 | 144.9584 | 400.3077 | 139.5883
|  | 3274 | 5 | 394 | 10 | 137 | 17 | 4 | 20 | 17.53 | 1.31 | 277 | 100349 | 7.581 | 44.1957 | 65.8903 | 0.2 | 151.8675 | 151.8675 | 555.3726 | 151.8675 | 332.4458 | 151.8675 | 151.8675 | 151.8675 | 329.6725 | 153.426 | 742.6818 | 153.426 | 585.0487 | 153.426 | 172.0395 | 153.426 | 569.0489 | 139.2204
|  | 3275 | 5 | 395 | 11 | 137 | 17 | 4 | 20 | 18.37 | 1.42 | 281 | 100333 | 7.287 | 52.543 | 48.5615 | 0.2 | 175.2256 | 175.2256 | 437.3797 | 175.2256 | 406.6585 | 175.2256 | 175.2256 | 175.2256 | 349.8675 | 190.7642 | 698.8863 | 190.7642 | 677.1631 | 190.7642 | 328.1444 | 190.7642 | 643.4676 | 187.0285
|  | 3276 | 5 | 396 | 12 | 137 | 17 | 4 | 20 | 19.21 | 1.52 | 284 | 100316 | 6.936 | 58.5646 | 25.7226 | 0.2 | 196.3873 | 196.3873 | 302.8123 | 196.3873 | 417.2991 | 196.3873 | 196.3873 | 196.3873 | 363.5463 | 236.09 | 595.0084 | 236.09 | 675.9628 | 236.09 | 444.5007 | 236.09 | 649.4073 | 248.245
|  | 3277 | 5 | 397 | 13 | 137 | 17 | 4 | 20 | 20.06 | 1.63 | 287 | 100300 | 6.529 | 60.6122 | -2.1767 | 0.2 | 201.6856 | 201.6856 | 201.6856 | 201.6856 | 434.9428 | 201.6856 | 210.5516 | 201.6856 | 370.0698 | 241.9325 | 528.7384 | 241.9325 | 699.9454 | 241.9325 | 541.2768 | 241.9325 | 668.4887 | 254.0179
|  | 3278 | 5 | 398 | 14 | 137 | 17 | 4 | 20 | 20.12 | 2.06 | 285 | 100303 | 6.471 | 57.8703 | -29.5585 | 0.2 | 156.4227 | 156.4227 | 156.4227 | 156.4227 | 572.1052 | 156.4227 | 392.1648 | 156.4227 | 361.9884 | 117.8649 | 489.2255 | 117.8649 | 949.8523 | 117.8649 | 822.6153 | 117.8649 | 845.4821 | 84.5569
|  | 3279 | 5 | 399 | 15 | 137 | 17 | 4 | 20 | 20.19 | 2.48 | 283 | 100307 | 6.417 | 51.3963 | -51.4871 | 0.2 | 165.4034 | 165.4034 | 165.4034 | 165.4034 | 466.6452 | 165.4034 | 543.9406 | 165.4034 | 365.2403 | 149.7911 | 310.5842 | 149.7911 | 791.2604 | 149.7911 | 845.9165 | 149.7911 | 732.2618 | 126.329
|  | 3280 | 5 | 400 | 16 | 137 | 17 | 4 | 20 | 20.26 | 2.91 | 281 | 100310 | 6.363 | 42.8182 | -68.1413 | 0.2 | 165.0411 | 165.0411 | 165.0411 | 165.0411 | 233.2388 | 165.0411 | 335.0425 | 165.0411 | 299.2944 | 227.5031 | 227.5031 | 227.5031 | 395.7406 | 227.5031 | 467.7266 | 227.5031 | 426.6758 | 256.9499
|  | 3281 | 5 | 401 | 17 | 137 | 17 | 4 | 20 | 19.69 | 2.3 | 301 | 100313 | 6.705 | 33.2551 | -81.4559 | 0.2 | 123.6259 | 123.6259 | 123.6259 | 123.6259 | 221.2702 | 123.6259 | 773.5574 | 123.6259 | 346.823 | 111.1198 | 111.1198 | 111.1198 | 484.913 | 111.1198 | 875.439 | 111.1198 | 521.5957 | 90.6167
|  | 3282 | 5 | 402 | 18 | 137 | 17 | 4 | 20 | 19.12 | 1.7 | 320 | 100316 | 7.014 | 23.36 | -92.9922 | 0.2 | 131.6182 | 108.74 | 108.74 | 108.74 | 108.74 | 108.74 | 546.4254 | 108.74 | 278.6845 | 128.653 | 128.653 | 128.653 | 246.3298 | 128.653 | 571.9975 | 128.653 | 319.2722 | 129.9738
|  | 3283 | 5 | 403 | 19 | 137 | 17 | 4 | 20 | 18.55 | 1.09 | 340 | 100320 | 7.293 | 13.5587 | -103.7857 | 0.2 | 185.0693 | 73.2517 | 73.2517 | 73.2517 | 73.2517 | 73.2517 | 528.981 | 73.2517 | 246.8411 | 87.7545 | 87.7545 | 87.7545 | 88.7071 | 87.7545 | 490.0233 | 87.7545 | 201.7977 | 88.6329
|  | 3284 | 5 | 404 | 20 | 137 | 17 | 4 | 20 | 16.84 | 1.42 | 12 | 100366 | 6.711 | 4.1988 | -114.5535 | 0.2 | 180.2413 | 24.3237 | 24.3237 | 24.3237 | 24.3237 | 24.3237 | 365.6087 | 24.3237 | 161.9302 | 32.2019 | 32.2019 | 32.2019 | 32.2019 | 32.2019 | 293.0047 | 32.2019 | 62.8602 | 35.3143
|  | 3285 | 5 | 405 | 21 | 137 | 17 | 4 | 20 | 15.14 | 1.74 | 44 | 100411 | 6.166 | 0 | -125.8381 | 0.2 | 0 | 0 | 0 | 0 | 0 | 0 | 0 | 0 | 0 | 0 | 0 | 0 | 0 | 0 | 0 | 0 | 0 | 0
|  | 3286 | 5 | 406 | 22 | 137 | 17 | 4 | 20 | 13.44 | 2.07 | 76 | 100457 | 5.654 | 0 | -138.0551 | 0.2 | 0 | 0 | 0 | 0 | 0 | 0 | 0 | 0 | 0 | 0 | 0 | 0 | 0 | 0 | 0 | 0 | 0 | 0
|  | 3287 | 5 | 407 | 23 | 137 | 17 | 4 | 20 | 12.71 | 2.14 | 83 | 100461 | 5.871 | 0 | -151.4466 | 0.2 | 0 | 0 | 0 | 0 | 0 | 0 | 0 | 0 | 0 | 0 | 0 | 0 | 0 | 0 | 0 | 0 | 0 | 0
|  | 3288 | 5 | 408 | 24 | 137 | 17 | 4 | 20 | 11.98 | 2.22 | 91 | 100464 | 6.054 | 0 | -165.9605 | 0.2 | 0 | 0 | 0 | 0 | 0 | 0 | 0 | 0 | 0 | 0 | 0 | 0 | 0 | 0 | 0 | 0 | 0 | 0
|  | 3289 | 5 | 409 | 1 | 138 | 18 | 5 | 20 | 11.24 | 2.29 | 98 | 100467 | 6.2 | 0 | 178.8564 | 0.2 | 0 | 0 | 0 | 0 | 0 | 0 | 0 | 0 | 0 | 0 | 0 | 0 | 0 | 0 | 0 | 0 | 0 | 0
|  | 3290 | 5 | 410 | 2 | 138 | 18 | 5 | 20 | 10.76 | 1.95 | 107 | 100454 | 6.433 | 0 | 163.7666 | 0.2 | 0 | 0 | 0 | 0 | 0 | 0 | 0 | 0 | 0 | 0 | 0 | 0 | 0 | 0 | 0 | 0 | 0 | 0
|  | 3291 | 5 | 411 | 3 | 138 | 18 | 5 | 20 | 10.27 | 1.61 | 116 | 100441 | 6.64 | 0 | 149.4398 | 0.2 | 0 | 0 | 0 | 0 | 0 | 0 | 0 | 0 | 0 | 0 | 0 | 0 | 0 | 0 | 0 | 0 | 0 | 0
|  | 3292 | 5 | 412 | 4 | 138 | 18 | 5 | 20 | 9.78 | 1.27 | 125 | 100428 | 6.826 | 0 | 136.2578 | 0.2 | 0 | 0 | 0 | 0 | 0 | 0 | 0 | 0 | 0 | 0 | 0 | 0 | 0 | 0 | 0 | 0 | 0 | 0
|  | 3293 | 5 | 413 | 5 | 138 | 18 | 5 | 20 | 11.16 | 1.48 | 120 | 100428 | 7.369 | 0 | 124.2215 | 0.2 | 0 | 0 | 0 | 0 | 0 | 0 | 0 | 0 | 0 | 0 | 0 | 0 | 0 | 0 | 0 | 0 | 0 | 0
|  | 3294 | 5 | 414 | 6 | 138 | 18 | 5 | 20 | 12.54 | 1.68 | 114 | 100428 | 7.944 | 5.7373 | 113.0596 | 0.2 | 6.163 | 6.163 | 6.163 | 6.163 | 6.163 | 6.163 | 6.163 | 6.163 | 9.8609 | 9.8609 | 9.8609 | 9.8609 | 9.8609 | 9.8609 | 9.8609 | 9.8609 | 12 | 12
|  | 3295 | 5 | 415 | 7 | 138 | 18 | 5 | 20 | 13.93 | 1.89 | 109 | 100428 | 8.56 | 15.1772 | 102.3397 | 0.2 | 151.8803 | 58.9243 | 483.844 | 58.9243 | 58.9243 | 58.9243 | 58.9243 | 58.9243 | 210.7943 | 61.631 | 445.5281 | 61.631 | 79.3346 | 61.631 | 61.631 | 61.631 | 172.1877 | 54.1949
|  | 3296 | 5 | 416 | 8 | 138 | 18 | 5 | 20 | 16.12 | 1.78 | 98 | 100421 | 8.644 | 25.0121 | 91.5003 | 0.2 | 104.4583 | 87.7385 | 726.1343 | 87.7385 | 87.7385 | 87.7385 | 87.7385 | 87.7385 | 301.3109 | 78.8017 | 740.9023 | 78.8017 | 277.6656 | 78.8017 | 78.8017 | 78.8017 | 361.4192 | 63.4634
|  | 3297 | 5 | 417 | 9 | 138 | 18 | 5 | 20 | 18.32 | 1.68 | 87 | 100415 | 8.539 | 34.8904 | 79.7884 | 0.2 | 110.272 | 110.272 | 774.8644 | 110.272 | 229.9898 | 110.272 | 110.272 | 110.272 | 335.5982 | 87.2608 | 890.1892 | 87.2608 | 504.9047 | 87.2608 | 87.2608 | 87.2608 | 533.707 | 62.7872
|  | 3298 | 5 | 418 | 10 | 138 | 18 | 5 | 20 | 20.52 | 1.57 | 76 | 100408 | 8.189 | 44.3654 | 66.0988 | 0.2 | 127.0106 | 127.0106 | 708.773 | 127.0106 | 384.827 | 127.0106 | 127.0106 | 127.0106 | 350.1082 | 92.3163 | 943.78 | 92.3163 | 714.7156 | 92.3163 | 121.0438 | 92.3163 | 684.072 | 61.6827
|  | 3299 | 5 | 419 | 11 | 138 | 18 | 5 | 20 | 21.24 | 1.31 | 29 | 100385 | 7.893 | 52.732 | 48.7658 | 0.2 | 130.3115 | 130.3115 | 570.2535 | 130.3115 | 515.9157 | 130.3115 | 130.3115 | 130.3115 | 349.4106 | 78.4303 | 933.1599 | 78.4303 | 894.7373 | 78.4303 | 310.988 | 78.4303 | 808.368 | 39.5397
|  | 3300 | 5 | 420 | 12 | 138 | 18 | 5 | 20 | 21.97 | 1.04 | 343 | 100362 | 7.553 | 58.778 | 25.866 | 0.2 | 133.0247 | 133.0247 | 360.3171 | 133.0247 | 601.8225 | 133.0247 | 133.0247 | 133.0247 | 348.4652 | 72.1866 | 840.6754 | 72.1866 | 1011.4455 | 72.1866 | 519.2353 | 72.1866 | 889.4469 | 29.9321
|  | 3301 | 5 | 421 | 13 | 138 | 18 | 5 | 20 | 22.7 | 0.77 | 296 | 100339 | 7.167 | 60.8382 | -2.1769 | 0.2 | 137.1632 | 137.1632 | 137.1632 | 137.1632 | 628.0004 | 137.1632 | 155.8213 | 137.1632 | 350.2301 | 74.8642 | 684.1112 | 74.8642 | 1044.3788 | 74.8642 | 710.4977 | 74.8642 | 911.5272 | 31.2638
|  | 3302 | 5 | 422 | 14 | 138 | 18 | 5 | 20 | 23.11 | 0.97 | 288 | 100307 | 7.303 | 58.0843 | -29.6956 | 0.2 | 136.3223 | 136.3223 | 136.3223 | 136.3223 | 597.2695 | 136.3223 | 399.1954 | 136.3223 | 353.4769 | 76.9734 | 493.5365 | 76.9734 | 1005.3546 | 76.9734 | 865.2951 | 76.9734 | 886.5874 | 34.6052
|  | 3303 | 5 | 423 | 15 | 138 | 18 | 5 | 20 | 23.53 | 1.18 | 280 | 100274 | 7.444 | 51.5884 | -51.6784 | 0.2 | 131.9998 | 131.9998 | 131.9998 | 131.9998 | 510.5544 | 131.9998 | 610.9617 | 131.9998 | 357.4143 | 80.6658 | 286.4157 | 80.6658 | 892.7714 | 80.6658 | 963.77 | 80.6658 | 811.8475 | 41.9113
|  | 3304 | 5 | 424 | 16 | 138 | 18 | 5 | 20 | 23.95 | 1.38 | 272 | 100241 | 7.588 | 42.9936 | -68.336 | 0.2 | 130.1302 | 130.1302 | 130.1302 | 130.1302 | 377.5046 | 130.1302 | 752.8933 | 130.1302 | 363.4654 | 96.6322 | 98.0256 | 96.6322 | 713.3057 | 96.6322 | 978.7456 | 96.6322 | 691.2295 | 66.4958
|  | 3305 | 5 | 425 | 17 | 138 | 18 | 5 | 20 | 23.19 | 1.36 | 303 | 100254 | 8.683 | 33.422 | -81.6383 | 0.2 | 116.6434 | 116.6434 | 116.6434 | 116.6434 | 219.9437 | 116.6434 | 819.4427 | 116.6434 | 355.4923 | 97.0585 | 97.0585 | 97.0585 | 501.581 | 97.0585 | 925.4909 | 97.0585 | 542.9159 | 74.1349
|  | 3306 | 5 | 426 | 18 | 138 | 18 | 5 | 20 | 22.42 | 1.33 | 334 | 100267 | 9.661 | 23.5255 | -93.1599 | 0.2 | 136.8511 | 101.341 | 101.341 | 101.341 | 101.341 | 101.341 | 744.5531 | 101.341 | 324.861 | 101.4484 | 101.4484 | 101.4484 | 274.6421 | 101.4484 | 754.5712 | 101.4484 | 370.7346 | 90.2917
|  | 3307 | 5 | 427 | 19 | 138 | 18 | 5 | 20 | 21.66 | 1.31 | 6 | 100280 | 10.536 | 13.7283 | -103.9395 | 0.2 | 195.4515 | 71.5147 | 71.5147 | 71.5147 | 71.5147 | 71.5147 | 570.8437 | 71.5147 | 259.0695 | 82.5597 | 82.5597 | 82.5597 | 83.7964 | 82.5597 | 524.5119 | 82.5597 | 206.8 | 81.1142
|  | 3308 | 5 | 428 | 20 | 138 | 18 | 5 | 20 | 20.06 | 1.54 | 42 | 100320 | 9.514 | 4.3767 | -114.6933 | 0.2 | 118.7891 | 30.028 | 30.028 | 30.028 | 30.028 | 30.028 | 223.0679 | 30.028 | 116.3749 | 42.1126 | 42.1126 | 42.1126 | 42.1126 | 42.1126 | 190.1111 | 42.1126 | 63.2615 | 47
|  | 3309 | 5 | 429 | 21 | 138 | 18 | 5 | 20 | 18.46 | 1.78 | 79 | 100359 | 8.581 | 0 | -125.9619 | 0.2 | 0 | 0 | 0 | 0 | 0 | 0 | 0 | 0 | 0 | 0 | 0 | 0 | 0 | 0 | 0 | 0 | 0 | 0
|  | 3310 | 5 | 430 | 22 | 138 | 18 | 5 | 20 | 16.87 | 2.01 | 115 | 100398 | 7.737 | 0 | -138.1578 | 0.2 | 0 | 0 | 0 | 0 | 0 | 0 | 0 | 0 | 0 | 0 | 0 | 0 | 0 | 0 | 0 | 0 | 0 | 0
|  | 3311 | 5 | 431 | 23 | 138 | 18 | 5 | 20 | 15.83 | 1.84 | 128 | 100398 | 7.807 | 0 | -151.5199 | 0.2 | 0 | 0 | 0 | 0 | 0 | 0 | 0 | 0 | 0 | 0 | 0 | 0 | 0 | 0 | 0 | 0 | 0 | 0
|  | 3312 | 5 | 432 | 24 | 138 | 18 | 5 | 20 | 14.8 | 1.66 | 142 | 100398 | 7.839 | 0 | -165.9954 | 0.2 | 0 | 0 | 0 | 0 | 0 | 0 | 0 | 0 | 0 | 0 | 0 | 0 | 0 | 0 | 0 | 0 | 0 | 0
|  | 3313 | 5 | 433 | 1 | 139 | 19 | 6 | 20 | 13.76 | 1.49 | 155 | 100398 | 7.823 | 0 | 178.8686 | 0.2 | 0 | 0 | 0 | 0 | 0 | 0 | 0 | 0 | 0 | 0 | 0 | 0 | 0 | 0 | 0 | 0 | 0 | 0
|  | 3314 | 5 | 434 | 2 | 139 | 19 | 6 | 20 | 13.62 | 1.35 | 155 | 100402 | 7.959 | 0 | 163.8214 | 0.2 | 0 | 0 | 0 | 0 | 0 | 0 | 0 | 0 | 0 | 0 | 0 | 0 | 0 | 0 | 0 | 0 | 0 | 0
|  | 3315 | 5 | 435 | 3 | 139 | 19 | 6 | 20 | 13.48 | 1.2 | 155 | 100405 | 8.091 | 0 | 149.5297 | 0.2 | 0 | 0 | 0 | 0 | 0 | 0 | 0 | 0 | 0 | 0 | 0 | 0 | 0 | 0 | 0 | 0 | 0 | 0
|  | 3316 | 5 | 436 | 4 | 139 | 19 | 6 | 20 | 13.34 | 1.06 | 156 | 100408 | 8.22 | 0 | 136.3738 | 0.2 | 0 | 0 | 0 | 0 | 0 | 0 | 0 | 0 | 0 | 0 | 0 | 0 | 0 | 0 | 0 | 0 | 0 | 0
|  | 3317 | 5 | 437 | 5 | 139 | 19 | 6 | 20 | 14.09 | 1.21 | 150 | 100425 | 8.638 | 0 | 124.3563 | 0.2 | 0 | 0 | 0 | 0 | 0 | 0 | 0 | 0 | 0 | 0 | 0 | 0 | 0 | 0 | 0 | 0 | 0 | 0
|  | 3318 | 5 | 438 | 6 | 139 | 19 | 6 | 20 | 14.84 | 1.37 | 144 | 100441 | 9.073 | 5.9002 | 113.209 | 0.2 | 6.6819 | 6.6819 | 6.6819 | 6.6819 | 6.6819 | 6.6819 | 6.6819 | 6.6819 | 10.6863 | 10.6863 | 10.6863 | 10.6863 | 10.6863 | 10.6863 | 10.6863 | 10.6863 | 13 | 13
|  | 3319 | 5 | 439 | 7 | 139 | 19 | 6 | 20 | 15.59 | 1.52 | 138 | 100457 | 9.529 | 15.332 | 102.5026 | 0.2 | 74.6722 | 47.0028 | 171.7851 | 47.0028 | 47.0028 | 47.0028 | 47.0028 | 47.0028 | 105.8667 | 61.5227 | 174.5359 | 61.5227 | 66.7362 | 61.5227 | 61.5227 | 61.5227 | 99.8912 | 64.8486
|  | 3320 | 5 | 440 | 8 | 139 | 19 | 6 | 20 | 18.16 | 1.43 | 122 | 100451 | 10.136 | 25.1634 | 91.6775 | 0.2 | 110.7902 | 93.9252 | 669.7799 | 93.9252 | 93.9252 | 93.9252 | 93.9252 | 93.9252 | 293.3796 | 90.0807 | 688.645 | 90.0807 | 269.529 | 90.0807 | 90.0807 | 90.0807 | 346.6953 | 76.0522
|  | 3321 | 5 | 441 | 9 | 139 | 19 | 6 | 20 | 20.73 | 1.33 | 106 | 100444 | 10.621 | 35.044 | 79.9816 | 0.2 | 114.6669 | 114.6669 | 753.6672 | 114.6669 | 227.5517 | 114.6669 | 114.6669 | 114.6669 | 337.3202 | 95.3349 | 868.9833 | 95.3349 | 496.9635 | 95.3349 | 95.3349 | 95.3349 | 527.2925 | 72.1888
|  | 3322 | 5 | 442 | 10 | 139 | 19 | 6 | 20 | 23.31 | 1.24 | 90 | 100438 | 10.937 | 44.529 | 66.306 | 0.2 | 129.0743 | 129.0743 | 703.4803 | 129.0743 | 381.1496 | 129.0743 | 129.0743 | 129.0743 | 353.8914 | 95.812 | 938.302 | 95.812 | 710.3798 | 95.812 | 125.9692 | 95.812 | 682.6966 | 65.6418
|  | 3323 | 5 | 443 | 11 | 139 | 19 | 6 | 20 | 24.32 | 1.47 | 135 | 100392 | 10.581 | 52.9147 | 48.9703 | 0.2 | 141.4215 | 141.4215 | 554.7157 | 141.4215 | 501.0693 | 141.4215 | 141.4215 | 141.4215 | 355.5225 | 97.3235 | 902.075 | 97.3235 | 864.1412 | 97.3235 | 317.5888 | 97.3235 | 784.4271 | 59.6308
|  | 3324 | 5 | 444 | 12 | 139 | 19 | 6 | 20 | 25.33 | 1.7 | 180 | 100346 | 10.128 | 58.9852 | 26.0122 | 0.2 | 147.131 | 147.131 | 359.5255 | 147.131 | 582.3691 | 147.131 | 147.131 | 147.131 | 357.1762 | 95.3376 | 815.1216 | 95.3376 | 972.6958 | 95.3376 | 514.7503 | 95.3376 | 859.323 | 53.7893
|  | 3325 | 5 | 445 | 13 | 139 | 19 | 6 | 20 | 26.35 | 1.93 | 225 | 100300 | 9.582 | 61.0588 | -2.172 | 0.2 | 154.497 | 154.497 | 154.497 | 154.497 | 600.8325 | 154.497 | 171.4249 | 154.497 | 365.2971 | 109.7433 | 668.9341 | 109.7433 | 996.5108 | 109.7433 | 692.8737 | 109.7433 | 881.7876 | 74.0445
|  | 3326 | 5 | 446 | 14 | 139 | 19 | 6 | 20 | 26.76 | 2.08 | 233 | 100218 | 9.525 | 58.2938 | -29.8266 | 0.2 | 144.9588 | 144.9588 | 144.9588 | 144.9588 | 585.9652 | 144.9588 | 397.7976 | 144.9588 | 360.7687 | 90.743 | 493.8232 | 90.743 | 984.4459 | 90.743 | 851.3913 | 90.743 | 871.5666 | 48.6863
|  | 3327 | 5 | 447 | 15 | 139 | 19 | 6 | 20 | 27.17 | 2.23 | 242 | 100136 | 9.456 | 51.7768 | -51.8633 | 0.2 | 140.6878 | 140.6878 | 140.6878 | 140.6878 | 501.4922 | 140.6878 | 600.2319 | 140.6878 | 364.1927 | 94.7564 | 294.3732 | 94.7564 | 874.4472 | 94.7564 | 944.2667 | 94.7564 | 798.5491 | 56.7042
|  | 3328 | 5 | 448 | 16 | 139 | 19 | 6 | 20 | 27.58 | 2.37 | 251 | 100054 | 9.379 | 43.1659 | -68.5244 | 0.2 | 129.8705 | 129.8705 | 129.8705 | 129.8705 | 373.8353 | 129.8705 | 749.9855 | 129.8705 | 363.9979 | 94.5464 | 98.0195 | 94.5464 | 709.0161 | 94.5464 | 974.9945 | 94.5464 | 687.401 | 62.3743
|  | 3329 | 5 | 449 | 17 | 139 | 19 | 6 | 20 | 26.64 | 2.03 | 294 | 100035 | 10.834 | 33.5863 | -81.8148 | 0.2 | 120.5974 | 120.5974 | 120.5974 | 120.5974 | 218.9216 | 120.5974 | 804.1689 | 120.5974 | 358.908 | 104.1549 | 104.1549 | 104.1549 | 497.9594 | 104.1549 | 911.7918 | 104.1549 | 541.1927 | 82.5932
|  | 3330 | 5 | 450 | 18 | 139 | 19 | 6 | 20 | 25.7 | 1.68 | 337 | 100015 | 12.106 | 23.6885 | -93.3221 | 0.2 | 138.4865 | 100.3891 | 100.3891 | 100.3891 | 100.3891 | 100.3891 | 756.7165 | 100.3891 | 329.6576 | 98.7644 | 98.7644 | 98.7644 | 275.7797 | 98.7644 | 766.8122 | 98.7644 | 375.0633 | 86.6284
|  | 3331 | 5 | 451 | 19 | 139 | 19 | 6 | 20 | 24.77 | 1.34 | 20 | 99995 | 13.217 | 13.8953 | -104.0878 | 0.2 | 196.5523 | 72.6767 | 72.6767 | 72.6767 | 72.6767 | 72.6767 | 566.2894 | 72.6767 | 260.9562 | 84.3379 | 84.3379 | 84.3379 | 85.7697 | 84.3379 | 522.3998 | 84.3379 | 209.1199 | 83.2195
|  | 3332 | 5 | 452 | 20 | 139 | 19 | 6 | 20 | 22.68 | 1.66 | 52 | 100002 | 12.485 | 4.5518 | -114.8278 | 0.2 | 81.3548 | 31.7171 | 31.7171 | 31.7171 | 31.7171 | 31.7171 | 139.006 | 31.7171 | 85.9842 | 44.2303 | 44.2303 | 44.2303 | 44.2303 | 44.2303 | 126.7498 | 44.2303 | 57.8108 | 48.3996
|  | 3333 | 5 | 453 | 21 | 139 | 19 | 6 | 20 | 20.59 | 1.98 | 85 | 100008 | 11.715 | 0 | -126.0805 | 0.2 | 0 | 0 | 0 | 0 | 0 | 0 | 0 | 0 | 0 | 0 | 0 | 0 | 0 | 0 | 0 | 0 | 0 | 0
|  | 3334 | 5 | 454 | 22 | 139 | 19 | 6 | 20 | 18.51 | 2.3 | 117 | 100015 | 10.933 | 0 | -138.2555 | 0.2 | 0 | 0 | 0 | 0 | 0 | 0 | 0 | 0 | 0 | 0 | 0 | 0 | 0 | 0 | 0 | 0 | 0 | 0
|  | 3335 | 5 | 455 | 23 | 139 | 19 | 6 | 20 | 17.61 | 2.13 | 131 | 99979 | 10.167 | 0 | -151.5889 | 0.2 | 0 | 0 | 0 | 0 | 0 | 0 | 0 | 0 | 0 | 0 | 0 | 0 | 0 | 0 | 0 | 0 | 0 | 0
|  | 3336 | 5 | 456 | 24 | 139 | 19 | 6 | 20 | 16.72 | 1.95 | 145 | 99943 | 9.455 | 0 | -166.0266 | 0.2 | 0 | 0 | 0 | 0 | 0 | 0 | 0 | 0 | 0 | 0 | 0 | 0 | 0 | 0 | 0 | 0 | 0 | 0
|  | 3337 | 5 | 457 | 1 | 140 | 20 | 7 | 20 | 15.82 | 1.78 | 160 | 99907 | 8.783 | 0 | 178.8832 | 0.2 | 0 | 0 | 0 | 0 | 0 | 0 | 0 | 0 | 0 | 0 | 0 | 0 | 0 | 0 | 0 | 0 | 0 | 0
|  | 3338 | 5 | 458 | 2 | 140 | 20 | 7 | 20 | 15.97 | 2.19 | 168 | 99851 | 9.31 | 0 | 163.8772 | 0.2 | 0 | 0 | 0 | 0 | 0 | 0 | 0 | 0 | 0 | 0 | 0 | 0 | 0 | 0 | 0 | 0 | 0 | 0
|  | 3339 | 5 | 459 | 3 | 140 | 20 | 7 | 20 | 16.11 | 2.6 | 176 | 99795 | 9.842 | 0 | 149.6197 | 0.2 | 0 | 0 | 0 | 0 | 0 | 0 | 0 | 0 | 0 | 0 | 0 | 0 | 0 | 0 | 0 | 0 | 0 | 0
|  | 3340 | 5 | 460 | 4 | 140 | 20 | 7 | 20 | 16.26 | 3.01 | 184 | 99740 | 10.39 | 0 | 136.489 | 0.2 | 0 | 0 | 0 | 0 | 0 | 0 | 0 | 0 | 0 | 0 | 0 | 0 | 0 | 0 | 0 | 0 | 0 | 0
|  | 3341 | 5 | 461 | 5 | 140 | 20 | 7 | 20 | 17.17 | 3.22 | 191 | 99746 | 11.099 | 0 | 124.4896 | 0.2 | 0 | 0 | 0 | 0 | 0 | 0 | 0 | 0 | 0 | 0 | 0 | 0 | 0 | 0 | 0 | 0 | 0 | 0
|  | 3342 | 5 | 462 | 6 | 140 | 20 | 7 | 20 | 18.08 | 3.43 | 199 | 99753 | 11.852 | 6.0574 | 113.3566 | 0.2 | 1.0174 | 1.0174 | 1.0174 | 1.0174 | 1.0174 | 1.0174 | 1.0174 | 1.0174 | 1.6366 | 1.6366 | 1.6366 | 1.6366 | 1.6366 | 1.6366 | 1.6366 | 1.6366 | 2 | 2
|  | 3343 | 5 | 463 | 7 | 140 | 20 | 7 | 20 | 18.99 | 3.64 | 206 | 99759 | 12.651 | 15.481 | 102.6634 | 0.2 | 7.7162 | 7.7162 | 7.7162 | 7.7162 | 7.7162 | 7.7162 | 7.7162 | 7.7162 | 12.3349 | 12.3349 | 12.3349 | 12.3349 | 12.3349 | 12.3349 | 12.3349 | 12.3349 | 15 | 15
|  | 3344 | 5 | 464 | 8 | 140 | 20 | 7 | 20 | 21.01 | 3.75 | 215 | 99753 | 12.878 | 25.3088 | 91.8527 | 0.2 | 16.6142 | 16.6142 | 16.6142 | 16.6142 | 16.6142 | 16.6142 | 16.6142 | 16.6142 | 26.4225 | 26.4225 | 26.4225 | 26.4225 | 26.4225 | 26.4225 | 26.4225 | 26.4225 | 32 | 32
|  | 3345 | 5 | 465 | 9 | 140 | 20 | 7 | 20 | 23.03 | 3.85 | 225 | 99746 | 12.912 | 35.1916 | 80.1728 | 0.2 | 72.6582 | 72.6582 | 80.8138 | 72.6582 | 74.0709 | 72.6582 | 72.6582 | 72.6582 | 116.7052 | 113.5768 | 123.471 | 113.5768 | 118.7031 | 113.5768 | 113.5768 | 113.5768 | 142 | 136.163
|  | 3346 | 5 | 466 | 10 | 140 | 20 | 7 | 20 | 25.05 | 3.96 | 234 | 99740 | 12.705 | 44.6865 | 66.5117 | 0.2 | 129.5508 | 129.5508 | 164.5481 | 129.5508 | 144.7595 | 129.5508 | 129.5508 | 129.5508 | 213.6159 | 197.6812 | 249.1169 | 197.6812 | 235.1243 | 197.6812 | 199.6232 | 197.6812 | 272.4654 | 234.7216
|  | 3347 | 5 | 467 | 11 | 140 | 20 | 7 | 20 | 25.58 | 4.21 | 236 | 99710 | 12.291 | 53.0911 | 49.1748 | 0.2 | 172.6157 | 172.6157 | 458.631 | 172.6157 | 419.7174 | 172.6157 | 172.6157 | 172.6157 | 362.5808 | 181.4567 | 739.5514 | 181.4567 | 712.0354 | 181.4567 | 335.0647 | 181.4567 | 678.2346 | 174.9848
|  | 3348 | 5 | 468 | 12 | 140 | 20 | 7 | 20 | 26.11 | 4.46 | 239 | 99681 | 11.838 | 59.1862 | 26.1611 | 0.2 | 164.9223 | 164.9223 | 351.9102 | 164.9223 | 545.5848 | 164.9223 | 164.9223 | 164.9223 | 368.3652 | 134.739 | 769.7547 | 134.739 | 906.7033 | 134.739 | 505.3138 | 134.739 | 814.803 | 103.7432
|  | 3349 | 5 | 469 | 13 | 140 | 20 | 7 | 20 | 26.65 | 4.7 | 241 | 99651 | 11.348 | 61.2738 | -2.1618 | 0.2 | 203.73 | 203.73 | 203.73 | 203.73 | 341.0225 | 203.73 | 208.9127 | 203.73 | 353.3222 | 273.1477 | 446.738 | 273.1477 | 547.4832 | 273.1477 | 454.0674 | 273.1477 | 554.8166 | 304.1402
|  | 3350 | 5 | 470 | 14 | 140 | 20 | 7 | 20 | 25.9 | 4.4 | 239 | 99612 | 12.552 | 58.4987 | -29.9512 | 0.2 | 49.8796 | 49.8796 | 49.8796 | 49.8796 | 50.2001 | 49.8796 | 50.0642 | 49.8796 | 78.2749 | 78.0748 | 78.371 | 78.0748 | 78.7282 | 78.0748 | 78.6322 | 78.0748 | 94 | 93.3964
|  | 3351 | 5 | 471 | 15 | 140 | 20 | 7 | 20 | 25.16 | 4.1 | 238 | 99573 | 13.639 | 51.9616 | -52.0416 | 0.2 | 80.6631 | 80.6631 | 80.6631 | 80.6631 | 83.515 | 80.6631 | 84.3189 | 80.6631 | 127.7864 | 125.6125 | 127.218 | 125.6125 | 131.8197 | 125.6125 | 132.3881 | 125.6125 | 156 | 150.0736
|  | 3352 | 5 | 472 | 16 | 140 | 20 | 7 | 20 | 24.42 | 3.79 | 236 | 99533 | 14.611 | 43.3353 | -68.7064 | 0.2 | 120.2075 | 120.2075 | 120.2075 | 120.2075 | 129.7703 | 120.2075 | 144.7429 | 120.2075 | 195.7108 | 184.9042 | 185.1236 | 184.9042 | 209.2346 | 184.9042 | 219.8219 | 184.9042 | 244.947 | 220.1014
|  | 3353 | 5 | 473 | 17 | 140 | 20 | 7 | 20 | 23.1 | 3.2 | 243 | 99566 | 14.698 | 33.7479 | -81.9852 | 0.2 | 38.3601 | 38.3601 | 38.3601 | 38.3601 | 38.3601 | 38.3601 | 38.3601 | 38.3601 | 60.6009 | 60.6009 | 60.6009 | 60.6009 | 60.6009 | 60.6009 | 60.6009 | 60.6009 | 73 | 73
|  | 3354 | 5 | 474 | 18 | 140 | 20 | 7 | 20 | 21.78 | 2.6 | 250 | 99599 | 14.672 | 23.849 | -93.4785 | 0.2 | 52.2227 | 51.8023 | 51.8023 | 51.8023 | 51.8023 | 51.8023 | 58.7188 | 51.8023 | 83.8779 | 81.4146 | 81.4146 | 81.4146 | 83.2833 | 81.4146 | 88.4713 | 81.4146 | 101 | 97.9368
|  | 3355 | 5 | 475 | 19 | 140 | 20 | 7 | 20 | 20.47 | 2 | 257 | 99632 | 14.557 | 14.0597 | -104.2307 | 0.2 | 22.3762 | 22.3762 | 22.3762 | 22.3762 | 22.3762 | 22.3762 | 22.3762 | 22.3762 | 35.5413 | 35.5413 | 35.5413 | 35.5413 | 35.5413 | 35.5413 | 35.5413 | 35.5413 | 43 | 43
|  | 3356 | 5 | 476 | 20 | 140 | 20 | 7 | 20 | 19.26 | 1.87 | 257 | 99668 | 13.626 | 4.724 | -114.9571 | 0.2 | 6.171 | 6.171 | 6.171 | 6.171 | 6.171 | 6.171 | 6.171 | 6.171 | 9.8665 | 9.8665 | 9.8665 | 9.8665 | 9.8665 | 9.8665 | 9.8665 | 9.8665 | 12 | 12
|  | 3357 | 5 | 477 | 21 | 140 | 20 | 7 | 20 | 18.06 | 1.74 | 258 | 99704 | 12.752 | 0 | -126.194 | 0.2 | 0 | 0 | 0 | 0 | 0 | 0 | 0 | 0 | 0 | 0 | 0 | 0 | 0 | 0 | 0 | 0 | 0 | 0
|  | 3358 | 5 | 478 | 22 | 140 | 20 | 7 | 20 | 16.86 | 1.61 | 259 | 99740 | 11.927 | 0 | -138.3484 | 0.2 | 0 | 0 | 0 | 0 | 0 | 0 | 0 | 0 | 0 | 0 | 0 | 0 | 0 | 0 | 0 | 0 | 0 | 0
|  | 3359 | 5 | 479 | 23 | 140 | 20 | 7 | 20 | 16.46 | 1.67 | 255 | 99717 | 11.685 | 0 | -151.6535 | 0.2 | 0 | 0 | 0 | 0 | 0 | 0 | 0 | 0 | 0 | 0 | 0 | 0 | 0 | 0 | 0 | 0 | 0 | 0
|  | 3360 | 5 | 480 | 24 | 140 | 20 | 7 | 20 | 16.06 | 1.73 | 250 | 99694 | 11.447 | 0 | -166.0544 | 0.2 | 0 | 0 | 0 | 0 | 0 | 0 | 0 | 0 | 0 | 0 | 0 | 0 | 0 | 0 | 0 | 0 | 0 | 0
|  | 3361 | 5 | 481 | 1 | 141 | 21 | 1 | 21 | 15.66 | 1.79 | 246 | 99671 | 11.213 | 0 | 178.9001 | 0.2 | 0 | 0 | 0 | 0 | 0 | 0 | 0 | 0 | 0 | 0 | 0 | 0 | 0 | 0 | 0 | 0 | 0 | 0
|  | 3362 | 5 | 482 | 2 | 141 | 21 | 1 | 21 | 15.37 | 1.76 | 235 | 99671 | 10.957 | 0 | 163.934 | 0.2 | 0 | 0 | 0 | 0 | 0 | 0 | 0 | 0 | 0 | 0 | 0 | 0 | 0 | 0 | 0 | 0 | 0 | 0
|  | 3363 | 5 | 483 | 3 | 141 | 21 | 1 | 21 | 15.07 | 1.72 | 224 | 99671 | 10.699 | 0 | 149.7096 | 0.2 | 0 | 0 | 0 | 0 | 0 | 0 | 0 | 0 | 0 | 0 | 0 | 0 | 0 | 0 | 0 | 0 | 0 | 0
|  | 3364 | 5 | 484 | 4 | 141 | 21 | 1 | 21 | 14.77 | 1.68 | 212 | 99671 | 10.446 | 0 | 136.6033 | 0.2 | 0 | 0 | 0 | 0 | 0 | 0 | 0 | 0 | 0 | 0 | 0 | 0 | 0 | 0 | 0 | 0 | 0 | 0
|  | 3365 | 5 | 485 | 5 | 141 | 21 | 1 | 21 | 15.44 | 1.94 | 215 | 99687 | 10.912 | 0 | 124.6215 | 0.2 | 0 | 0 | 0 | 0 | 0 | 0 | 0 | 0 | 0 | 0 | 0 | 0 | 0 | 0 | 0 | 0 | 0 | 0
|  | 3366 | 5 | 486 | 6 | 141 | 21 | 1 | 21 | 16.1 | 2.21 | 218 | 99704 | 11.389 | 6.2088 | 113.5023 | 0.2 | 1.0175 | 1.0175 | 1.0175 | 1.0175 | 1.0175 | 1.0175 | 1.0175 | 1.0175 | 1.6366 | 1.6366 | 1.6366 | 1.6366 | 1.6366 | 1.6366 | 1.6366 | 1.6366 | 2 | 2
|  | 3367 | 5 | 487 | 7 | 141 | 21 | 1 | 21 | 16.77 | 2.47 | 221 | 99720 | 11.892 | 15.6242 | 102.8222 | 0.2 | 7.7167 | 7.7167 | 7.7167 | 7.7167 | 7.7167 | 7.7167 | 7.7167 | 7.7167 | 12.3352 | 12.3352 | 12.3352 | 12.3352 | 12.3352 | 12.3352 | 12.3352 | 12.3352 | 15 | 15
|  | 3368 | 5 | 488 | 8 | 141 | 21 | 1 | 21 | 17.1 | 3.52 | 232 | 99753 | 11.953 | 25.4483 | 92.0257 | 0.2 | 63.1395 | 62.5327 | 79.6892 | 62.5327 | 62.5327 | 62.5327 | 62.5327 | 62.5327 | 103.7741 | 97.5684 | 115.4764 | 97.5684 | 102.9159 | 97.5684 | 97.5684 | 97.5684 | 125.2473 | 117.078
|  | 3369 | 5 | 489 | 9 | 141 | 21 | 1 | 21 | 17.44 | 4.57 | 242 | 99786 | 12.017 | 35.3333 | 80.3618 | 0.2 | 85.2882 | 85.2882 | 101.2398 | 85.2882 | 87.9971 | 85.2882 | 85.2882 | 85.2882 | 138.7636 | 132.5685 | 151.9586 | 132.5685 | 142.5947 | 132.5685 | 132.5685 | 132.5685 | 170.0815 | 158.6113
|  | 3370 | 5 | 490 | 10 | 141 | 21 | 1 | 21 | 17.78 | 5.63 | 253 | 99818 | 12.079 | 44.8378 | 66.7159 | 0.2 | 155.5935 | 155.5935 | 334.8939 | 155.5935 | 232.7537 | 155.5935 | 155.5935 | 155.5935 | 285.6744 | 202.9881 | 467.0194 | 202.9881 | 394.7953 | 202.9881 | 213.4503 | 202.9881 | 414.3564 | 220.2602
|  | 3371 | 5 | 491 | 11 | 141 | 21 | 1 | 21 | 17.75 | 6.2 | 256 | 99861 | 11.442 | 53.2611 | 49.3791 | 0.2 | 166.6986 | 166.6986 | 242.2368 | 166.6986 | 231.4905 | 166.6986 | 166.6986 | 166.6986 | 282.2716 | 233.811 | 381.4999 | 233.811 | 373.9011 | 233.811 | 274.6729 | 233.811 | 398.187 | 264.8614
|  | 3372 | 5 | 492 | 12 | 141 | 21 | 1 | 21 | 17.72 | 6.78 | 259 | 99904 | 10.81 | 59.3809 | 26.3124 | 0.2 | 170.6736 | 170.6736 | 187.2265 | 170.6736 | 204.1476 | 170.6736 | 170.6736 | 170.6736 | 278.0136 | 257.0678 | 313.3879 | 257.0678 | 325.353 | 257.0678 | 289.9786 | 257.0678 | 366.1994 | 303.1036
|  | 3373 | 5 | 493 | 13 | 141 | 21 | 1 | 21 | 17.7 | 7.35 | 261 | 99946 | 10.188 | 61.4832 | -2.1465 | 0.2 | 161.5812 | 161.5812 | 161.5812 | 161.5812 | 584.8849 | 161.5812 | 177.4469 | 161.5812 | 374.001 | 122.0397 | 662.1031 | 122.0397 | 972.6429 | 122.0397 | 684.5407 | 122.0397 | 867.0268 | 87.396
|  | 3374 | 5 | 494 | 14 | 141 | 21 | 1 | 21 | 18.84 | 6.66 | 268 | 99969 | 9.354 | 58.699 | -30.0694 | 0.2 | 155.7054 | 155.7054 | 155.7054 | 155.7054 | 178.33 | 155.7054 | 168.8043 | 155.7054 | 251.096 | 236.6914 | 257.8318 | 236.6914 | 283.0922 | 236.6914 | 276.3564 | 236.6914 | 322.9305 | 279.9345
|  | 3375 | 5 | 495 | 15 | 141 | 21 | 1 | 21 | 19.99 | 5.97 | 275 | 99992 | 8.341 | 52.1426 | -52.2131 | 0.2 | 190.3729 | 190.3729 | 190.3729 | 190.3729 | 365.8117 | 190.3729 | 416.6539 | 190.3729 | 368.882 | 232.4625 | 332.9312 | 232.4625 | 616.99 | 232.4625 | 652.9408 | 232.4625 | 615.0115 | 246.6463
|  | 3376 | 5 | 496 | 16 | 141 | 21 | 1 | 21 | 21.14 | 5.28 | 282 | 100015 | 7.129 | 43.5015 | -68.882 | 0.2 | 169.7165 | 169.7165 | 169.7165 | 169.7165 | 295.2688 | 169.7165 | 494.7883 | 169.7165 | 345.0354 | 199.968 | 203.9538 | 199.968 | 522.5932 | 199.968 | 663.6748 | 199.968 | 534.9457 | 204.2371
|  | 3377 | 5 | 497 | 17 | 141 | 21 | 1 | 21 | 20.57 | 4.21 | 289 | 100051 | 7.212 | 33.9068 | -82.1496 | 0.2 | 117.1052 | 117.1052 | 117.1052 | 117.1052 | 213.9854 | 117.1052 | 819.752 | 117.1052 | 365.2929 | 96.6853 | 96.6853 | 96.6853 | 502.3022 | 96.6853 | 930.6438 | 96.6853 | 550.0774 | 73.3288
|  | 3378 | 5 | 498 | 18 | 141 | 21 | 1 | 21 | 20 | 3.13 | 296 | 100087 | 7.279 | 24.0069 | -93.6292 | 0.2 | 138.4155 | 93.5072 | 93.5072 | 93.5072 | 93.5072 | 93.5072 | 801.5437 | 93.5072 | 341.3013 | 86.1194 | 86.1194 | 86.1194 | 277.7913 | 86.1194 | 810.2037 | 86.1194 | 388.1265 | 72.1532
|  | 3379 | 5 | 499 | 19 | 141 | 21 | 1 | 21 | 19.44 | 2.06 | 303 | 100123 | 7.336 | 14.2214 | -104.3681 | 0.2 | 222.5987 | 63.5778 | 63.5778 | 63.5778 | 63.5778 | 63.5778 | 684.3584 | 63.5778 | 292.3817 | 65.0967 | 65.0967 | 65.0967 | 67.4922 | 65.0967 | 618.8951 | 65.0967 | 220.9974 | 58.5888
|  | 3380 | 5 | 500 | 20 | 141 | 21 | 1 | 21 | 17.84 | 1.8 | 326 | 100166 | 6.972 | 4.8933 | -115.0809 | 0.2 | 210.9385 | 27.4328 | 27.4328 | 27.4328 | 27.4328 | 27.4328 | 419.5149 | 27.4328 | 190.5165 | 34.5519 | 34.5519 | 34.5519 | 34.5519 | 34.5519 | 338.0023 | 34.5519 | 73.4712 | 36.4096
|  | 3381 | 5 | 501 | 21 | 141 | 21 | 1 | 21 | 16.24 | 1.55 | 349 | 100208 | 6.602 | 0 | -126.3023 | 0.2 | 0 | 0 | 0 | 0 | 0 | 0 | 0 | 0 | 0 | 0 | 0 | 0 | 0 | 0 | 0 | 0 | 0 | 0
|  | 3382 | 5 | 502 | 22 | 141 | 21 | 1 | 21 | 14.64 | 1.3 | 12 | 100251 | 6.231 | 0 | -138.4363 | 0.2 | 0 | 0 | 0 | 0 | 0 | 0 | 0 | 0 | 0 | 0 | 0 | 0 | 0 | 0 | 0 | 0 | 0 | 0
|  | 3383 | 5 | 503 | 23 | 141 | 21 | 1 | 21 | 13.76 | 1.52 | 36 | 100241 | 6.287 | 0 | -151.7137 | 0.2 | 0 | 0 | 0 | 0 | 0 | 0 | 0 | 0 | 0 | 0 | 0 | 0 | 0 | 0 | 0 | 0 | 0 | 0
|  | 3384 | 5 | 504 | 24 | 141 | 21 | 1 | 21 | 12.88 | 1.75 | 61 | 100231 | 6.315 | 0 | -166.0786 | 0.2 | 0 | 0 | 0 | 0 | 0 | 0 | 0 | 0 | 0 | 0 | 0 | 0 | 0 | 0 | 0 | 0 | 0 | 0
|  | 3385 | 5 | 505 | 1 | 142 | 22 | 2 | 21 | 12 | 1.97 | 86 | 100221 | 6.318 | 0 | 178.9193 | 0.2 | 0 | 0 | 0 | 0 | 0 | 0 | 0 | 0 | 0 | 0 | 0 | 0 | 0 | 0 | 0 | 0 | 0 | 0
|  | 3386 | 5 | 506 | 2 | 142 | 22 | 2 | 21 | 11.71 | 1.84 | 83 | 100225 | 6.329 | 0 | 163.9919 | 0.2 | 0 | 0 | 0 | 0 | 0 | 0 | 0 | 0 | 0 | 0 | 0 | 0 | 0 | 0 | 0 | 0 | 0 | 0
|  | 3387 | 5 | 507 | 3 | 142 | 22 | 2 | 21 | 11.42 | 1.71 | 81 | 100228 | 6.338 | 0 | 149.7993 | 0.2 | 0 | 0 | 0 | 0 | 0 | 0 | 0 | 0 | 0 | 0 | 0 | 0 | 0 | 0 | 0 | 0 | 0 | 0
|  | 3388 | 5 | 508 | 4 | 142 | 22 | 2 | 21 | 11.13 | 1.59 | 78 | 100231 | 6.343 | 0 | 136.7166 | 0.2 | 0 | 0 | 0 | 0 | 0 | 0 | 0 | 0 | 0 | 0 | 0 | 0 | 0 | 0 | 0 | 0 | 0 | 0
|  | 3389 | 5 | 509 | 5 | 142 | 22 | 2 | 21 | 12.26 | 2.06 | 78 | 100238 | 6.648 | 0 | 124.7518 | 0.2 | 0 | 0 | 0 | 0 | 0 | 0 | 0 | 0 | 0 | 0 | 0 | 0 | 0 | 0 | 0 | 0 | 0 | 0
|  | 3390 | 5 | 510 | 6 | 142 | 22 | 2 | 21 | 13.39 | 2.53 | 78 | 100244 | 6.958 | 6.3542 | 113.6461 | 0.2 | 9.2889 | 9.2889 | 9.2889 | 9.2889 | 9.2889 | 9.2889 | 9.2889 | 9.2889 | 14.8227 | 14.8227 | 14.8227 | 14.8227 | 14.8227 | 14.8227 | 14.8227 | 14.8227 | 18 | 18
|  | 3391 | 5 | 511 | 7 | 142 | 22 | 2 | 21 | 14.52 | 3.01 | 78 | 100251 | 7.27 | 15.7616 | 102.9788 | 0.2 | 172.0777 | 59.0657 | 549.4037 | 59.0657 | 59.0657 | 59.0657 | 59.0657 | 59.0657 | 238.9818 | 58.6432 | 505.7915 | 58.6432 | 79.1587 | 58.6432 | 58.6432 | 58.6432 | 191.6575 | 49.6322
|  | 3392 | 5 | 512 | 8 | 142 | 22 | 2 | 21 | 16.98 | 2.97 | 76 | 100231 | 7.641 | 25.5821 | 92.1963 | 0.2 | 112.4878 | 86.9209 | 753.5603 | 86.9209 | 86.9209 | 86.9209 | 86.9209 | 86.9209 | 318.8198 | 74.9069 | 772.1265 | 74.9069 | 282.6627 | 74.9069 | 74.9069 | 74.9069 | 377.5439 | 58.1659
|  | 3393 | 5 | 513 | 9 | 142 | 22 | 2 | 21 | 19.45 | 2.92 | 73 | 100212 | 7.907 | 35.469 | 80.5486 | 0.2 | 109.449 | 109.449 | 783.3401 | 109.449 | 221.6321 | 109.449 | 109.449 | 109.449 | 349.1137 | 84.2625 | 904.9522 | 84.2625 | 507.7646 | 84.2625 | 84.2625 | 84.2625 | 545.6862 | 58.9469
|  | 3394 | 5 | 514 | 10 | 142 | 22 | 2 | 21 | 21.92 | 2.88 | 70 | 100192 | 8.021 | 44.9829 | 66.9182 | 0.2 | 123.4876 | 123.4876 | 718.5304 | 123.4876 | 377.0713 | 123.4876 | 123.4876 | 123.4876 | 362.6179 | 84.8279 | 962.6875 | 84.8279 | 721.2394 | 84.8279 | 121.1698 | 84.8279 | 699.3959 | 52.9578
|  | 3395 | 5 | 515 | 11 | 142 | 22 | 2 | 21 | 23.26 | 2.73 | 68 | 100153 | 8.195 | 53.4247 | 49.583 | 0.2 | 131.9819 | 131.9819 | 569.5349 | 131.9819 | 504.592 | 131.9819 | 131.9819 | 131.9819 | 366.3406 | 82.1306 | 939.2125 | 82.1306 | 893.2909 | 82.1306 | 320.4191 | 82.1306 | 820.0932 | 45.5494
|  | 3396 | 5 | 516 | 12 | 142 | 22 | 2 | 21 | 24.6 | 2.58 | 67 | 100113 | 8.332 | 59.5693 | 26.4662 | 0.2 | 131.2992 | 131.2992 | 360.5698 | 131.2992 | 591.8245 | 131.2992 | 131.2992 | 131.2992 | 362.2183 | 68.5978 | 849.9776 | 68.5978 | 1013.4994 | 68.5978 | 525.7401 | 68.5978 | 902.0022 | 26.2348
|  | 3397 | 5 | 517 | 13 | 142 | 22 | 2 | 21 | 25.95 | 2.43 | 66 | 100074 | 8.433 | 61.6869 | -2.1259 | 0.2 | 135.1402 | 135.1402 | 135.1402 | 135.1402 | 617.9492 | 135.1402 | 153.0623 | 135.1402 | 363.5709 | 70.8346 | 692.2956 | 70.8346 | 1046.366 | 70.8346 | 717.6413 | 70.8346 | 923.8904 | 27.0898
|  | 3398 | 5 | 518 | 14 | 142 | 22 | 2 | 21 | 26.35 | 2.16 | 60 | 100044 | 8.715 | 58.8946 | -30.1809 | 0.2 | 134.2028 | 134.2028 | 134.2028 | 134.2028 | 587.2158 | 134.2028 | 397.6605 | 134.2028 | 366.595 | 72.7693 | 500.6308 | 72.7693 | 1007.252 | 72.7693 | 873.2162 | 72.7693 | 898.7469 | 30.2017
|  | 3399 | 5 | 519 | 15 | 142 | 22 | 2 | 21 | 26.76 | 1.89 | 54 | 100015 | 9.008 | 52.3199 | -52.3777 | 0.2 | 143.1977 | 143.1977 | 143.1977 | 143.1977 | 492.5812 | 143.1977 | 596.5164 | 143.1977 | 375.097 | 98.1498 | 301.6036 | 98.1498 | 869.1999 | 98.1498 | 942.6932 | 98.1498 | 801.2078 | 60.1618
|  | 3400 | 5 | 520 | 16 | 142 | 22 | 2 | 21 | 27.16 | 1.63 | 47 | 99985 | 9.306 | 43.6647 | -69.0509 | 0.2 | 142.9506 | 142.9506 | 142.9506 | 142.9506 | 360.8697 | 142.9506 | 712.1604 | 142.9506 | 375.2941 | 118.04 | 126.8941 | 118.04 | 683.4783 | 118.04 | 931.8783 | 118.04 | 671.2575 | 89.5261
|  | 3401 | 5 | 521 | 17 | 142 | 22 | 2 | 21 | 26.3 | 1.7 | 51 | 99959 | 9.992 | 34.063 | -82.3078 | 0.2 | 122.5399 | 122.5399 | 122.5399 | 122.5399 | 212.5716 | 122.5399 | 789.1135 | 122.5399 | 364.2332 | 106.325 | 106.325 | 106.325 | 491.5572 | 106.325 | 899.2339 | 106.325 | 538.7531 | 83.9842
|  | 3402 | 5 | 522 | 18 | 142 | 22 | 2 | 21 | 25.43 | 1.77 | 55 | 99933 | 10.579 | 24.1621 | -93.7741 | 0.2 | 147.5076 | 108.3476 | 108.3476 | 108.3476 | 108.3476 | 108.3476 | 701.9874 | 108.3476 | 330.9177 | 114.5012 | 114.5012 | 114.5012 | 275.5372 | 114.5012 | 722.9942 | 114.5012 | 373.6273 | 106.7281
|  | 3403 | 5 | 523 | 19 | 142 | 22 | 2 | 21 | 24.57 | 1.83 | 58 | 99907 | 11.086 | 14.3804 | -104.4999 | 0.2 | 60.1018 | 47.0961 | 47.0961 | 47.0961 | 47.0961 | 47.0961 | 97.3856 | 47.0961 | 89.1124 | 70.4988 | 70.4988 | 70.4988 | 70.7197 | 70.4988 | 115.4761 | 70.4988 | 95.6342 | 82.3162
|  | 3404 | 5 | 524 | 20 | 142 | 22 | 2 | 21 | 22.69 | 1.74 | 79 | 99920 | 10.691 | 5.0596 | -115.1995 | 0.2 | 22.8852 | 16.0947 | 16.0947 | 16.0947 | 16.0947 | 16.0947 | 30.5256 | 16.0947 | 31.1493 | 25.3492 | 25.3492 | 25.3492 | 25.3492 | 25.3492 | 36.5518 | 25.3492 | 32 | 30.588
|  | 3405 | 5 | 525 | 21 | 142 | 22 | 2 | 21 | 20.82 | 1.65 | 100 | 99933 | 10.242 | 0 | -126.4055 | 0.2 | 0 | 0 | 0 | 0 | 0 | 0 | 0 | 0 | 0 | 0 | 0 | 0 | 0 | 0 | 0 | 0 | 0 | 0
|  | 3406 | 5 | 526 | 22 | 142 | 22 | 2 | 21 | 18.95 | 1.56 | 121 | 99946 | 9.748 | 0 | -138.5195 | 0.2 | 0 | 0 | 0 | 0 | 0 | 0 | 0 | 0 | 0 | 0 | 0 | 0 | 0 | 0 | 0 | 0 | 0 | 0
|  | 3407 | 5 | 527 | 23 | 142 | 22 | 2 | 21 | 18.4 | 1.57 | 135 | 99910 | 9.984 | 0 | -151.7696 | 0.2 | 0 | 0 | 0 | 0 | 0 | 0 | 0 | 0 | 0 | 0 | 0 | 0 | 0 | 0 | 0 | 0 | 0 | 0
|  | 3408 | 5 | 528 | 24 | 142 | 22 | 2 | 21 | 17.85 | 1.59 | 149 | 99874 | 10.19 | 0 | -166.0994 | 0.2 | 0 | 0 | 0 | 0 | 0 | 0 | 0 | 0 | 0 | 0 | 0 | 0 | 0 | 0 | 0 | 0 | 0 | 0
|  | 3409 | 5 | 529 | 1 | 143 | 23 | 3 | 21 | 17.29 | 1.6 | 163 | 99838 | 10.364 | 0 | 178.9407 | 0.2 | 0 | 0 | 0 | 0 | 0 | 0 | 0 | 0 | 0 | 0 | 0 | 0 | 0 | 0 | 0 | 0 | 0 | 0
|  | 3410 | 5 | 530 | 2 | 143 | 23 | 3 | 21 | 17.36 | 1.65 | 183 | 99881 | 10.627 | 0 | 164.0507 | 0.2 | 0 | 0 | 0 | 0 | 0 | 0 | 0 | 0 | 0 | 0 | 0 | 0 | 0 | 0 | 0 | 0 | 0 | 0
|  | 3411 | 5 | 531 | 3 | 143 | 23 | 3 | 21 | 17.42 | 1.7 | 203 | 99923 | 10.886 | 0 | 149.889 | 0.2 | 0 | 0 | 0 | 0 | 0 | 0 | 0 | 0 | 0 | 0 | 0 | 0 | 0 | 0 | 0 | 0 | 0 | 0
|  | 3412 | 5 | 532 | 4 | 143 | 23 | 3 | 21 | 17.49 | 1.75 | 223 | 99966 | 11.152 | 0 | 136.8289 | 0.2 | 0 | 0 | 0 | 0 | 0 | 0 | 0 | 0 | 0 | 0 | 0 | 0 | 0 | 0 | 0 | 0 | 0 | 0
|  | 3413 | 5 | 533 | 5 | 143 | 23 | 3 | 21 | 18.4 | 2 | 216 | 99989 | 11.742 | 0 | 124.8806 | 0.2 | 0 | 0 | 0 | 0 | 0 | 0 | 0 | 0 | 0 | 0 | 0 | 0 | 0 | 0 | 0 | 0 | 0 | 0
|  | 3414 | 5 | 534 | 6 | 143 | 23 | 3 | 21 | 19.31 | 2.26 | 208 | 100012 | 12.357 | 6.4938 | 113.788 | 0.2 | 1.5278 | 1.5278 | 1.5278 | 1.5278 | 1.5278 | 1.5278 | 1.5278 | 1.5278 | 2.4561 | 2.4561 | 2.4561 | 2.4561 | 2.4561 | 2.4561 | 2.4561 | 2.4561 | 3 | 3
|  | 3415 | 5 | 535 | 7 | 143 | 23 | 3 | 21 | 20.23 | 2.51 | 201 | 100035 | 13.008 | 15.8932 | 103.1331 | 0.2 | 14.4777 | 14.4777 | 14.4777 | 14.4777 | 14.4777 | 14.4777 | 14.4777 | 14.4777 | 23.0775 | 23.0775 | 23.0775 | 23.0775 | 23.0775 | 23.0775 | 23.0775 | 23.0775 | 28 | 28
|  | 3416 | 5 | 536 | 8 | 143 | 23 | 3 | 21 | 22.56 | 2.57 | 205 | 100044 | 13.87 | 25.7099 | 92.3645 | 0.2 | 70.7159 | 68.9214 | 112.3804 | 68.9214 | 68.9214 | 68.9214 | 68.9214 | 68.9214 | 118.7667 | 102.6892 | 148.228 | 102.6892 | 116.2289 | 102.6892 | 102.6892 | 102.6892 | 140.49 | 119.5475
|  | 3417 | 5 | 537 | 9 | 143 | 23 | 3 | 21 | 24.89 | 2.62 | 208 | 100054 | 14.651 | 35.5987 | 80.733 | 0.2 | 98.303 | 98.303 | 128.0694 | 98.303 | 103.1599 | 98.303 | 98.303 | 98.303 | 163.3627 | 151.5296 | 187.845 | 151.5296 | 170.2313 | 151.5296 | 151.5296 | 151.5296 | 202.3961 | 180.8047
|  | 3418 | 5 | 538 | 10 | 143 | 23 | 3 | 21 | 27.23 | 2.68 | 212 | 100064 | 15.316 | 45.1218 | 67.1186 | 0.2 | 95.302 | 95.302 | 105.703 | 95.302 | 99.6916 | 95.302 | 95.302 | 95.302 | 152.8456 | 147.9327 | 163.3042 | 147.9327 | 159.0535 | 147.9327 | 148.5949 | 147.9327 | 188 | 176.6625
|  | 3419 | 5 | 539 | 11 | 143 | 23 | 3 | 21 | 27.83 | 2.99 | 223 | 100054 | 14.755 | 53.5819 | 49.7864 | 0.2 | 167.5295 | 167.5295 | 208.9672 | 167.5295 | 202.5639 | 167.5295 | 167.5295 | 167.5295 | 278.4821 | 251.246 | 332.5559 | 251.246 | 328.0281 | 251.246 | 273.9543 | 251.246 | 369.7528 | 296.2009
|  | 3420 | 5 | 540 | 12 | 143 | 23 | 3 | 21 | 28.43 | 3.31 | 233 | 100044 | 14.135 | 59.7513 | 26.6222 | 0.2 | 196.7621 | 196.7621 | 290.653 | 196.7621 | 384.0763 | 196.7621 | 196.7621 | 196.7621 | 363.017 | 241.4022 | 561.859 | 241.4022 | 627.9192 | 241.4022 | 429.0772 | 241.4022 | 614.7737 | 255.4703
|  | 3421 | 5 | 541 | 13 | 143 | 23 | 3 | 21 | 29.04 | 3.63 | 244 | 100035 | 13.456 | 61.8849 | -2.1 | 0.2 | 141.9618 | 141.9618 | 141.9618 | 141.9618 | 609.2218 | 141.9618 | 159.0954 | 141.9618 | 369.4705 | 81.0612 | 687.758 | 81.0612 | 1030.276 | 81.0612 | 711.9886 | 81.0612 | 912.0471 | 36.9147
|  | 3422 | 5 | 542 | 14 | 143 | 23 | 3 | 21 | 29.39 | 3.52 | 252 | 100028 | 13.937 | 59.0854 | -30.2856 | 0.2 | 141.091 | 141.091 | 141.091 | 141.091 | 579.1541 | 141.091 | 396.927 | 141.091 | 372.455 | 83.1909 | 501.3091 | 83.1909 | 991.9698 | 83.1909 | 863.1158 | 83.1909 | 887.5177 | 40.3732
|  | 3423 | 5 | 543 | 15 | 143 | 23 | 3 | 21 | 29.74 | 3.42 | 260 | 100022 | 14.429 | 52.4934 | -52.5353 | 0.2 | 134.4334 | 134.4334 | 134.4334 | 134.4334 | 495.6279 | 134.4334 | 605.7523 | 134.4334 | 374.8812 | 83.2136 | 297.0115 | 83.2136 | 885.6874 | 83.2136 | 963.5571 | 83.2136 | 817.7272 | 44.0524
|  | 3424 | 5 | 544 | 16 | 143 | 23 | 3 | 21 | 30.09 | 3.31 | 268 | 100015 | 14.939 | 43.8247 | -69.2132 | 0.2 | 132.6037 | 132.6037 | 132.6037 | 132.6037 | 364.6735 | 132.6037 | 743.9546 | 132.6037 | 377.5677 | 97.8684 | 109.3754 | 97.8684 | 705.7639 | 97.8684 | 973.9562 | 97.8684 | 693.263 | 65.6388
|  | 3425 | 5 | 545 | 17 | 143 | 23 | 3 | 21 | 29.29 | 2.34 | 323 | 100015 | 15.618 | 34.2163 | -82.4598 | 0.2 | 122.9965 | 122.9965 | 122.9965 | 122.9965 | 212.1729 | 122.9965 | 796.704 | 122.9965 | 370.935 | 107.2182 | 107.2182 | 107.2182 | 497.0495 | 107.2182 | 910.3754 | 107.2182 | 548.0208 | 85.8926
|  | 3426 | 5 | 546 | 18 | 143 | 23 | 3 | 21 | 28.49 | 1.37 | 18 | 100015 | 16.205 | 24.3146 | -93.9131 | 0.2 | 148.7896 | 107.365 | 107.365 | 107.365 | 107.365 | 107.365 | 712.9589 | 107.365 | 334.9255 | 111.7016 | 111.7016 | 111.7016 | 276.3423 | 111.7016 | 733.8535 | 111.7016 | 377.065 | 102.8033
|  | 3427 | 5 | 547 | 19 | 143 | 23 | 3 | 21 | 27.7 | 0.4 | 74 | 100015 | 16.71 | 14.5366 | -104.6262 | 0.2 | 187.1876 | 79.1755 | 79.1755 | 79.1755 | 79.1755 | 79.1755 | 493.0653 | 79.1755 | 252.1862 | 97.3809 | 97.3809 | 97.3809 | 99.434 | 97.3809 | 468.4744 | 97.3809 | 211.203 | 100.2874
|  | 3428 | 5 | 548 | 20 | 143 | 23 | 3 | 21 | 25.4 | 1.02 | 88 | 100038 | 15.515 | 5.2228 | -115.3127 | 0.2 | 122.3905 | 34.4919 | 34.4919 | 34.4919 | 34.4919 | 34.4919 | 220.3364 | 34.4919 | 123.8159 | 48.3743 | 48.3743 | 48.3743 | 48.3743 | 48.3743 | 193.0741 | 48.3743 | 72.7919 | 54
|  | 3429 | 5 | 549 | 21 | 143 | 23 | 3 | 21 | 23.11 | 1.64 | 103 | 100061 | 14.328 | 0 | -126.5035 | 0.2 | 0 | 0 | 0 | 0 | 0 | 0 | 0 | 0 | 0 | 0 | 0 | 0 | 0 | 0 | 0 | 0 | 0 | 0
|  | 3430 | 5 | 550 | 22 | 143 | 23 | 3 | 21 | 20.82 | 2.26 | 117 | 100084 | 13.155 | 0 | -138.5977 | 0.2 | 0 | 0 | 0 | 0 | 0 | 0 | 0 | 0 | 0 | 0 | 0 | 0 | 0 | 0 | 0 | 0 | 0 | 0
|  | 3431 | 5 | 551 | 23 | 143 | 23 | 3 | 21 | 20.02 | 1.99 | 121 | 100061 | 12.817 | 0 | -151.8212 | 0.2 | 0 | 0 | 0 | 0 | 0 | 0 | 0 | 0 | 0 | 0 | 0 | 0 | 0 | 0 | 0 | 0 | 0 | 0
|  | 3432 | 5 | 552 | 24 | 143 | 23 | 3 | 21 | 19.23 | 1.72 | 124 | 100038 | 12.485 | 0 | -166.1168 | 0.2 | 0 | 0 | 0 | 0 | 0 | 0 | 0 | 0 | 0 | 0 | 0 | 0 | 0 | 0 | 0 | 0 | 0 | 0
|  | 3433 | 5 | 553 | 1 | 144 | 24 | 4 | 21 | 18.43 | 1.45 | 128 | 100015 | 12.144 | 0 | 178.9643 | 0.2 | 0 | 0 | 0 | 0 | 0 | 0 | 0 | 0 | 0 | 0 | 0 | 0 | 0 | 0 | 0 | 0 | 0 | 0
|  | 3434 | 5 | 554 | 2 | 144 | 24 | 4 | 21 | 17.97 | 1.53 | 132 | 99995 | 11.917 | 0 | 164.1104 | 0.2 | 0 | 0 | 0 | 0 | 0 | 0 | 0 | 0 | 0 | 0 | 0 | 0 | 0 | 0 | 0 | 0 | 0 | 0
|  | 3435 | 5 | 555 | 3 | 144 | 24 | 4 | 21 | 17.51 | 1.61 | 136 | 99976 | 11.692 | 0 | 149.9784 | 0.2 | 0 | 0 | 0 | 0 | 0 | 0 | 0 | 0 | 0 | 0 | 0 | 0 | 0 | 0 | 0 | 0 | 0 | 0
|  | 3436 | 5 | 556 | 4 | 144 | 24 | 4 | 21 | 17.05 | 1.7 | 141 | 99956 | 11.469 | 0 | 136.9402 | 0.2 | 0 | 0 | 0 | 0 | 0 | 0 | 0 | 0 | 0 | 0 | 0 | 0 | 0 | 0 | 0 | 0 | 0 | 0
|  | 3437 | 5 | 557 | 5 | 144 | 24 | 4 | 21 | 18.22 | 1.91 | 144 | 99963 | 12.084 | 0 | 125.0076 | 0.2 | 0 | 0 | 0 | 0 | 0 | 0 | 0 | 0 | 0 | 0 | 0 | 0 | 0 | 0 | 0 | 0 | 0 | 0
|  | 3438 | 5 | 558 | 6 | 144 | 24 | 4 | 21 | 19.38 | 2.13 | 147 | 99969 | 12.709 | 6.6275 | 113.9277 | 0.2 | 8.2398 | 8.2398 | 8.2398 | 8.2398 | 8.2398 | 8.2398 | 8.2398 | 8.2398 | 13.1637 | 13.1637 | 13.1637 | 13.1637 | 13.1637 | 13.1637 | 13.1637 | 13.1637 | 16 | 16
|  | 3439 | 5 | 559 | 7 | 144 | 24 | 4 | 21 | 20.55 | 2.34 | 150 | 99976 | 13.361 | 16.0188 | 103.285 | 0.2 | 140.269 | 61.5262 | 395.0221 | 61.5262 | 61.5262 | 61.5262 | 61.5262 | 61.5262 | 193.2024 | 67.9579 | 373.3401 | 67.9579 | 81.8433 | 67.9579 | 67.9579 | 67.9579 | 160.5878 | 62.208
|  | 3440 | 5 | 560 | 8 | 144 | 24 | 4 | 21 | 23.29 | 1.89 | 169 | 99966 | 14.56 | 25.8318 | 92.5302 | 0.2 | 123.0176 | 99.7026 | 627.3187 | 99.7026 | 99.7026 | 99.7026 | 99.7026 | 99.7026 | 297.9369 | 100.6642 | 654.5317 | 100.6642 | 264.9646 | 100.6642 | 100.6642 | 100.6642 | 344.5411 | 88.8704
|  | 3441 | 5 | 561 | 9 | 144 | 24 | 4 | 21 | 26.03 | 1.44 | 187 | 99956 | 15.69 | 35.7224 | 80.9148 | 0.2 | 116.742 | 116.742 | 730.1034 | 116.742 | 214.8238 | 116.742 | 116.742 | 116.742 | 344.7151 | 98.1957 | 847.7815 | 98.1957 | 483.4238 | 98.1957 | 98.1957 | 98.1957 | 521.1824 | 74.4694
|  | 3442 | 5 | 562 | 10 | 144 | 24 | 4 | 21 | 28.77 | 0.99 | 206 | 99946 | 16.699 | 45.2545 | 67.3169 | 0.2 | 130.0943 | 130.0943 | 695.433 | 130.0943 | 366.385 | 130.0943 | 130.0943 | 130.0943 | 365.1259 | 95.0749 | 931.9635 | 95.0749 | 699.2914 | 95.0749 | 132.4538 | 95.0749 | 680.7657 | 62.5652
|  | 3443 | 5 | 563 | 11 | 144 | 24 | 4 | 21 | 29.32 | 1.24 | 210 | 99913 | 16.631 | 53.7326 | 49.989 | 0.2 | 136.8908 | 136.8908 | 563.0145 | 136.8908 | 494.5903 | 136.8908 | 136.8908 | 136.8908 | 370.9152 | 87.6563 | 925.1619 | 87.6563 | 876.7787 | 87.6563 | 322.5321 | 87.6563 | 806.8494 | 48.5612
|  | 3444 | 5 | 564 | 12 | 144 | 24 | 4 | 21 | 29.87 | 1.48 | 213 | 99881 | 16.541 | 59.9269 | 26.7803 | 0.2 | 135.8227 | 135.8227 | 361.1896 | 135.8227 | 582.3548 | 135.8227 | 135.8227 | 135.8227 | 369.996 | 74.9485 | 845.1004 | 74.9485 | 1001.4878 | 74.9485 | 526.3835 | 74.9485 | 895.8192 | 32.0269
|  | 3445 | 5 | 565 | 13 | 144 | 24 | 4 | 21 | 30.42 | 1.72 | 217 | 99848 | 16.422 | 62.077 | -2.0688 | 0.2 | 139.7668 | 139.7668 | 139.7668 | 139.7668 | 608.4804 | 139.7668 | 156.6985 | 139.7668 | 371.7148 | 77.3809 | 691.1728 | 77.3809 | 1034.576 | 77.3809 | 715.1179 | 77.3809 | 918.1264 | 33.1619
|  | 3446 | 5 | 566 | 14 | 144 | 24 | 4 | 21 | 31.05 | 1.39 | 242 | 99795 | 16.178 | 59.2715 | -30.3835 | 0.2 | 138.7767 | 138.7767 | 138.7767 | 138.7767 | 578.2465 | 138.7767 | 396.4416 | 138.7767 | 374.5648 | 79.315 | 503.1202 | 79.315 | 996.0689 | 79.315 | 867.5135 | 79.315 | 893.3976 | 36.3816
|  | 3447 | 5 | 567 | 15 | 144 | 24 | 4 | 21 | 31.69 | 1.06 | 266 | 99743 | 15.896 | 52.663 | -52.6858 | 0.2 | 132.1885 | 132.1885 | 132.1885 | 132.1885 | 494.3903 | 132.1885 | 607.4011 | 132.1885 | 377.184 | 79.4278 | 297.2733 | 79.4278 | 889.4147 | 79.4278 | 969.3255 | 79.4278 | 823.4198 | 40.1271
|  | 3448 | 5 | 568 | 16 | 144 | 24 | 4 | 21 | 32.33 | 0.73 | 291 | 99691 | 15.57 | 43.9815 | -69.3686 | 0.2 | 133.1817 | 133.1817 | 133.1817 | 133.1817 | 363.6218 | 133.1817 | 745.2398 | 133.1817 | 383.5442 | 100.1971 | 113.6995 | 100.1971 | 709.4357 | 100.1971 | 979.2804 | 100.1971 | 701.2976 | 70.1443
|  | 3449 | 5 | 569 | 17 | 144 | 24 | 4 | 21 | 31.12 | 0.97 | 343 | 99651 | 16.138 | 34.3668 | -82.6054 | 0.2 | 121.7148 | 121.7148 | 121.7148 | 121.7148 | 210.2646 | 121.7148 | 804.0178 | 121.7148 | 374.2865 | 104.1956 | 104.1956 | 104.1956 | 499.5149 | 104.1956 | 919.3618 | 104.1956 | 552.5514 | 82.0354
|  | 3450 | 5 | 570 | 18 | 144 | 24 | 4 | 21 | 29.9 | 1.22 | 36 | 99612 | 16.544 | 24.4644 | -94.0462 | 0.2 | 143.4316 | 91.4073 | 91.4073 | 91.4073 | 91.4073 | 91.4073 | 826.8582 | 91.4073 | 353.9899 | 80.0051 | 80.0051 | 80.0051 | 280.4164 | 80.0051 | 837.2454 | 80.0051 | 399.2657 | 63.8171
|  | 3451 | 5 | 571 | 19 | 144 | 24 | 4 | 21 | 28.69 | 1.46 | 88 | 99573 | 16.818 | 14.6899 | -104.7468 | 0.2 | 201.6774 | 76.8371 | 76.8371 | 76.8371 | 76.8371 | 76.8371 | 551.1209 | 76.8371 | 269.3919 | 90.2024 | 90.2024 | 90.2024 | 92.841 | 90.2024 | 516.4857 | 90.2024 | 218.4059 | 89.8341
|  | 3452 | 5 | 572 | 20 | 144 | 24 | 4 | 21 | 26.31 | 1.63 | 102 | 99556 | 15.811 | 5.3828 | -115.4205 | 0.2 | 93.1879 | 36.1767 | 36.1767 | 36.1767 | 36.1767 | 36.1767 | 156.1313 | 36.1767 | 99.4005 | 50.2386 | 50.2386 | 50.2386 | 50.2386 | 50.2386 | 143.9083 | 50.2386 | 67.4147 | 54.9004
|  | 3453 | 5 | 573 | 21 | 144 | 24 | 4 | 21 | 23.94 | 1.79 | 117 | 99540 | 14.751 | 0 | -126.5963 | 0.2 | 0 | 0 | 0 | 0 | 0 | 0 | 0 | 0 | 0 | 0 | 0 | 0 | 0 | 0 | 0 | 0 | 0 | 0
|  | 3454 | 5 | 574 | 22 | 144 | 24 | 4 | 21 | 21.57 | 1.96 | 131 | 99523 | 13.657 | 0 | -138.6712 | 0.2 | 0 | 0 | 0 | 0 | 0 | 0 | 0 | 0 | 0 | 0 | 0 | 0 | 0 | 0 | 0 | 0 | 0 | 0
|  | 3455 | 5 | 575 | 23 | 144 | 24 | 4 | 21 | 20.86 | 2.09 | 141 | 99468 | 13.284 | 0 | -151.8685 | 0.2 | 0 | 0 | 0 | 0 | 0 | 0 | 0 | 0 | 0 | 0 | 0 | 0 | 0 | 0 | 0 | 0 | 0 | 0
|  | 3456 | 5 | 576 | 24 | 144 | 24 | 4 | 21 | 20.15 | 2.22 | 150 | 99412 | 12.915 | 0 | -166.1308 | 0.2 | 0 | 0 | 0 | 0 | 0 | 0 | 0 | 0 | 0 | 0 | 0 | 0 | 0 | 0 | 0 | 0 | 0 | 0
|  | 3457 | 5 | 577 | 1 | 145 | 25 | 5 | 21 | 19.43 | 2.34 | 159 | 99356 | 12.542 | 0 | 178.99 | 0.2 | 0 | 0 | 0 | 0 | 0 | 0 | 0 | 0 | 0 | 0 | 0 | 0 | 0 | 0 | 0 | 0 | 0 | 0
|  | 3458 | 5 | 578 | 2 | 145 | 25 | 5 | 21 | 19.79 | 2.73 | 178 | 99353 | 12.409 | 0 | 164.171 | 0.2 | 0 | 0 | 0 | 0 | 0 | 0 | 0 | 0 | 0 | 0 | 0 | 0 | 0 | 0 | 0 | 0 | 0 | 0
|  | 3459 | 5 | 579 | 3 | 145 | 25 | 5 | 21 | 20.14 | 3.11 | 196 | 99350 | 12.254 | 0 | 150.0675 | 0.2 | 0 | 0 | 0 | 0 | 0 | 0 | 0 | 0 | 0 | 0 | 0 | 0 | 0 | 0 | 0 | 0 | 0 | 0
|  | 3460 | 5 | 580 | 4 | 145 | 25 | 5 | 21 | 20.49 | 3.49 | 215 | 99347 | 12.086 | 0 | 137.0503 | 0.2 | 0 | 0 | 0 | 0 | 0 | 0 | 0 | 0 | 0 | 0 | 0 | 0 | 0 | 0 | 0 | 0 | 0 | 0
|  | 3461 | 5 | 581 | 5 | 145 | 25 | 5 | 21 | 20.69 | 3.74 | 221 | 99389 | 12.143 | 0 | 125.1329 | 0.2 | 0 | 0 | 0 | 0 | 0 | 0 | 0 | 0 | 0 | 0 | 0 | 0 | 0 | 0 | 0 | 0 | 0 | 0
|  | 3462 | 5 | 582 | 6 | 145 | 25 | 5 | 21 | 20.89 | 4 | 228 | 99432 | 12.201 | 6.7552 | 114.0652 | 0.2 | 1.528 | 1.528 | 1.528 | 1.528 | 1.528 | 1.528 | 1.528 | 1.528 | 2.4562 | 2.4562 | 2.4562 | 2.4562 | 2.4562 | 2.4562 | 2.4562 | 2.4562 | 3 | 3
|  | 3463 | 5 | 583 | 7 | 145 | 25 | 5 | 21 | 21.09 | 4.25 | 234 | 99474 | 12.257 | 16.1386 | 103.4344 | 0.2 | 7.7183 | 7.7183 | 7.7183 | 7.7183 | 7.7183 | 7.7183 | 7.7183 | 7.7183 | 12.3363 | 12.3363 | 12.3363 | 12.3363 | 12.3363 | 12.3363 | 12.3363 | 12.3363 | 15 | 15
|  | 3464 | 5 | 584 | 8 | 145 | 25 | 5 | 21 | 21.92 | 3.74 | 238 | 99510 | 12.711 | 25.9479 | 92.6932 | 0.2 | 22.9167 | 22.9167 | 22.9167 | 22.9167 | 22.9167 | 22.9167 | 22.9167 | 22.9167 | 36.382 | 36.382 | 36.382 | 36.382 | 36.382 | 36.382 | 36.382 | 36.382 | 44 | 44
|  | 3465 | 5 | 585 | 9 | 145 | 25 | 5 | 21 | 22.75 | 3.24 | 243 | 99546 | 13.175 | 35.8401 | 81.094 | 0.2 | 132.1713 | 132.1713 | 428.8105 | 132.1713 | 178.6558 | 132.1713 | 132.1713 | 132.1713 | 280.4049 | 159.9216 | 523.0299 | 159.9216 | 346.1438 | 159.9216 | 159.9216 | 159.9216 | 381.394 | 164.5205
|  | 3466 | 5 | 586 | 10 | 145 | 25 | 5 | 21 | 23.58 | 2.73 | 247 | 99582 | 13.648 | 45.381 | 67.5128 | 0.2 | 106.8621 | 106.8621 | 122.5102 | 106.8621 | 113.3396 | 106.8621 | 106.8621 | 106.8621 | 172.6974 | 165.142 | 188.3426 | 165.142 | 181.858 | 165.142 | 166.2128 | 165.142 | 214.0535 | 196.8909
|  | 3467 | 5 | 587 | 11 | 145 | 25 | 5 | 21 | 23.25 | 3.02 | 255 | 99579 | 12.889 | 53.8768 | 50.1906 | 0.2 | 184.5647 | 184.5647 | 390.365 | 184.5647 | 356.0884 | 184.5647 | 184.5647 | 184.5647 | 361.8732 | 223.5939 | 628.6815 | 223.5939 | 604.4443 | 223.5939 | 337.6359 | 223.5939 | 603.2269 | 236.1469
|  | 3468 | 5 | 588 | 12 | 145 | 25 | 5 | 21 | 22.92 | 3.31 | 264 | 99576 | 12.153 | 60.096 | 26.9402 | 0.2 | 166.744 | 166.744 | 352.2503 | 166.744 | 531.7612 | 166.744 | 166.744 | 166.744 | 382.3592 | 137.0469 | 771.6381 | 137.0469 | 898.5715 | 137.0469 | 509.2926 | 137.0469 | 817.9877 | 106.0466
|  | 3469 | 5 | 589 | 13 | 145 | 25 | 5 | 21 | 22.6 | 3.6 | 272 | 99573 | 11.45 | 62.2632 | -2.0324 | 0.2 | 52.4444 | 52.4444 | 52.4444 | 52.4444 | 53.0319 | 52.4444 | 52.4652 | 52.4444 | 82.2992 | 81.9241 | 82.6999 | 81.9241 | 83.13 | 81.9241 | 82.7293 | 81.9241 | 99 | 97.8821
|  | 3470 | 5 | 590 | 14 | 145 | 25 | 5 | 21 | 21.98 | 4.38 | 275 | 99651 | 10.466 | 59.4527 | -30.4743 | 0.2 | 65.0795 | 65.0795 | 65.0795 | 65.0795 | 66.4933 | 65.0795 | 65.9114 | 65.0795 | 102.4579 | 101.4922 | 102.8694 | 101.4922 | 104.4572 | 101.4922 | 104.0458 | 101.4922 | 124 | 121.2205
|  | 3471 | 5 | 591 | 15 | 145 | 25 | 5 | 21 | 21.37 | 5.16 | 277 | 99730 | 9.545 | 52.8287 | -52.8289 | 0.2 | 39.8106 | 39.8106 | 39.8106 | 39.8106 | 39.8106 | 39.8106 | 39.8106 | 39.8106 | 62.5437 | 62.5437 | 62.5437 | 62.5437 | 62.5437 | 62.5437 | 62.5437 | 62.5437 | 75 | 75
|  | 3472 | 5 | 592 | 16 | 145 | 25 | 5 | 21 | 20.75 | 5.94 | 280 | 99809 | 8.674 | 44.135 | -69.5172 | 0.2 | 34.2828 | 34.2828 | 34.2828 | 34.2828 | 34.2828 | 34.2828 | 34.2828 | 34.2828 | 54.0492 | 54.0492 | 54.0492 | 54.0492 | 54.0492 | 54.0492 | 54.0492 | 54.0492 | 65 | 65
|  | 3473 | 5 | 593 | 17 | 145 | 25 | 5 | 21 | 20.01 | 5.74 | 279 | 99841 | 8.756 | 34.5144 | -82.7447 | 0.2 | 27.7584 | 27.7584 | 27.7584 | 27.7584 | 27.7584 | 27.7584 | 27.7584 | 27.7584 | 43.9328 | 43.9328 | 43.9328 | 43.9328 | 43.9328 | 43.9328 | 43.9328 | 43.9328 | 53 | 53
|  | 3474 | 5 | 594 | 18 | 145 | 25 | 5 | 21 | 19.26 | 5.54 | 277 | 99874 | 8.805 | 24.6113 | -94.1734 | 0.2 | 24.4863 | 24.4863 | 24.4863 | 24.4863 | 24.4863 | 24.4863 | 24.4863 | 24.4863 | 38.8676 | 38.8676 | 38.8676 | 38.8676 | 38.8676 | 38.8676 | 38.8676 | 38.8676 | 47 | 47
|  | 3475 | 5 | 595 | 19 | 145 | 25 | 5 | 21 | 18.52 | 5.34 | 276 | 99907 | 8.833 | 14.8403 | -104.8618 | 0.2 | 16.0479 | 16.0479 | 16.0479 | 16.0479 | 16.0479 | 16.0479 | 16.0479 | 16.0479 | 25.5635 | 25.5635 | 25.5635 | 25.5635 | 25.5635 | 25.5635 | 25.5635 | 25.5635 | 31 | 31
|  | 3476 | 5 | 596 | 20 | 145 | 25 | 5 | 21 | 17.33 | 5.18 | 279 | 100015 | 8.868 | 5.5396 | -115.5229 | 0.2 | 62.8537 | 23.7769 | 23.7769 | 23.7769 | 23.7769 | 23.7769 | 105.619 | 23.7769 | 67.9489 | 34.0978 | 34.0978 | 34.0978 | 34.0978 | 34.0978 | 98.1885 | 34.0978 | 47.2829 | 38.487
|  | 3477 | 5 | 597 | 21 | 145 | 25 | 5 | 21 | 16.15 | 5.03 | 282 | 100123 | 8.848 | 0 | -126.684 | 0.2 | 0 | 0 | 0 | 0 | 0 | 0 | 0 | 0 | 0 | 0 | 0 | 0 | 0 | 0 | 0 | 0 | 0 | 0
|  | 3478 | 5 | 598 | 22 | 145 | 25 | 5 | 21 | 14.97 | 4.87 | 285 | 100231 | 8.778 | 0 | -138.7398 | 0.2 | 0 | 0 | 0 | 0 | 0 | 0 | 0 | 0 | 0 | 0 | 0 | 0 | 0 | 0 | 0 | 0 | 0 | 0
|  | 3479 | 5 | 599 | 23 | 145 | 25 | 5 | 21 | 14.39 | 4.86 | 292 | 100320 | 8.426 | 0 | -151.9116 | 0.2 | 0 | 0 | 0 | 0 | 0 | 0 | 0 | 0 | 0 | 0 | 0 | 0 | 0 | 0 | 0 | 0 | 0 | 0
|  | 3480 | 5 | 600 | 24 | 145 | 25 | 5 | 21 | 13.81 | 4.85 | 299 | 100408 | 8.086 | 0 | -166.1415 | 0.2 | 0 | 0 | 0 | 0 | 0 | 0 | 0 | 0 | 0 | 0 | 0 | 0 | 0 | 0 | 0 | 0 | 0 | 0
|  | 3481 | 5 | 601 | 1 | 146 | 26 | 6 | 21 | 13.22 | 4.84 | 306 | 100497 | 7.753 | 0 | 179.0177 | 0.2 | 0 | 0 | 0 | 0 | 0 | 0 | 0 | 0 | 0 | 0 | 0 | 0 | 0 | 0 | 0 | 0 | 0 | 0
|  | 3482 | 5 | 602 | 2 | 146 | 26 | 6 | 21 | 12.39 | 4.37 | 305 | 100624 | 7.473 | 0 | 164.2324 | 0.2 | 0 | 0 | 0 | 0 | 0 | 0 | 0 | 0 | 0 | 0 | 0 | 0 | 0 | 0 | 0 | 0 | 0 | 0
|  | 3483 | 5 | 603 | 3 | 146 | 26 | 6 | 21 | 11.56 | 3.9 | 305 | 100752 | 7.197 | 0 | 150.1563 | 0.2 | 0 | 0 | 0 | 0 | 0 | 0 | 0 | 0 | 0 | 0 | 0 | 0 | 0 | 0 | 0 | 0 | 0 | 0
|  | 3484 | 5 | 604 | 4 | 146 | 26 | 6 | 21 | 10.73 | 3.43 | 305 | 100880 | 6.927 | 0 | 137.1593 | 0.2 | 0 | 0 | 0 | 0 | 0 | 0 | 0 | 0 | 0 | 0 | 0 | 0 | 0 | 0 | 0 | 0 | 0 | 0
|  | 3485 | 5 | 605 | 5 | 146 | 26 | 6 | 21 | 10.94 | 3.04 | 305 | 100910 | 6.841 | 0 | 125.2565 | 0.2 | 0 | 0 | 0 | 0 | 0 | 0 | 0 | 0 | 0 | 0 | 0 | 0 | 0 | 0 | 0 | 0 | 0 | 0
|  | 3486 | 5 | 606 | 6 | 146 | 26 | 6 | 21 | 11.14 | 2.65 | 306 | 100939 | 6.747 | 6.8769 | 114.2005 | 0.2 | 5.1232 | 5.1232 | 5.1232 | 5.1232 | 5.1232 | 5.1232 | 5.1232 | 5.1232 | 8.2085 | 8.2085 | 8.2085 | 8.2085 | 8.2085 | 8.2085 | 8.2085 | 8.2085 | 10 | 10
|  | 3487 | 5 | 607 | 7 | 146 | 26 | 6 | 21 | 11.35 | 2.26 | 307 | 100969 | 6.653 | 16.2525 | 103.5813 | 0.2 | 158.1346 | 65.0081 | 450.4969 | 65.0081 | 65.0081 | 65.0081 | 65.0081 | 65.0081 | 218.1399 | 70.5402 | 424.8713 | 70.5402 | 86.4392 | 70.5402 | 70.5402 | 70.5402 | 179.6378 | 64.0267
|  | 3488 | 5 | 608 | 8 | 146 | 26 | 6 | 21 | 12.19 | 2.04 | 310 | 100988 | 6.396 | 26.0581 | 92.8534 | 0.2 | 125.1546 | 95.7702 | 685.3147 | 95.7702 | 95.7702 | 95.7702 | 95.7702 | 95.7702 | 315.1703 | 90.2943 | 711.2633 | 90.2943 | 273.6144 | 90.2943 | 90.2943 | 90.2943 | 363.9369 | 75.2986
|  | 3489 | 5 | 609 | 9 | 146 | 26 | 6 | 21 | 13.04 | 1.82 | 312 | 101008 | 6.09 | 35.9518 | 81.2703 | 0.2 | 117.4222 | 117.4222 | 731.5008 | 117.4222 | 211.7157 | 117.4222 | 117.4222 | 117.4222 | 350.596 | 98.6595 | 851.4907 | 98.6595 | 483.9472 | 98.6595 | 98.6595 | 98.6595 | 525.3673 | 74.7817
|  | 3490 | 5 | 610 | 10 | 146 | 26 | 6 | 21 | 13.89 | 1.6 | 314 | 101028 | 5.727 | 45.5012 | 67.7062 | 0.2 | 142.7444 | 142.7444 | 648.6864 | 142.7444 | 350.1823 | 142.7444 | 142.7444 | 142.7444 | 367.094 | 120.2927 | 871.5297 | 120.2927 | 660.4554 | 120.2927 | 156.0197 | 120.2927 | 648.942 | 92.4745
|  | 3491 | 5 | 611 | 11 | 146 | 26 | 6 | 21 | 14.91 | 1.98 | 314 | 101008 | 5.615 | 54.0146 | 50.3909 | 0.2 | 157.3172 | 157.3172 | 519.1836 | 157.3172 | 456.7758 | 157.3172 | 157.3172 | 157.3172 | 378.1947 | 132.5598 | 845.8221 | 132.5598 | 801.6932 | 132.5598 | 334.0658 | 132.5598 | 751.7559 | 104.917
|  | 3492 | 5 | 612 | 12 | 146 | 26 | 6 | 21 | 15.94 | 2.36 | 314 | 100988 | 5.461 | 60.2585 | 27.1019 | 0.2 | 191.7458 | 191.7458 | 243.0849 | 191.7458 | 292.0631 | 191.7458 | 191.7458 | 191.7458 | 330.6794 | 262.1474 | 437.9167 | 262.1474 | 472.5495 | 262.1474 | 365.3122 | 262.1474 | 491.0406 | 293.8044
|  | 3493 | 5 | 613 | 13 | 146 | 26 | 6 | 21 | 16.97 | 2.74 | 314 | 100969 | 5.256 | 62.4435 | -1.9908 | 0.2 | 210.4758 | 210.4758 | 210.4758 | 210.4758 | 373.8201 | 210.4758 | 216.1536 | 210.4758 | 381.5267 | 275.5508 | 493.0138 | 275.5508 | 612.5304 | 275.5508 | 501.0433 | 275.5508 | 617.8446 | 304.6279
|  | 3494 | 5 | 614 | 14 | 146 | 26 | 6 | 21 | 17.33 | 2.73 | 310 | 100959 | 5.301 | 59.629 | -30.558 | 0.2 | 201.2062 | 201.2062 | 201.2062 | 201.2062 | 389.9404 | 201.2062 | 312.6367 | 201.2062 | 377.3064 | 246.2991 | 431.9684 | 246.2991 | 644.2169 | 246.2991 | 589.5549 | 246.2991 | 634.6308 | 260.6243
|  | 3495 | 5 | 615 | 15 | 146 | 26 | 6 | 21 | 17.7 | 2.72 | 307 | 100949 | 5.348 | 52.9905 | -52.9647 | 0.2 | 191.082 | 191.082 | 191.082 | 191.082 | 340.8235 | 191.082 | 389.5414 | 191.082 | 365.3252 | 237.9997 | 330.8764 | 237.9997 | 577.0916 | 237.9997 | 611.5404 | 237.9997 | 583.9518 | 254.1448
|  | 3496 | 5 | 616 | 16 | 146 | 26 | 6 | 21 | 18.06 | 2.7 | 303 | 100939 | 5.391 | 44.2852 | -69.6588 | 0.2 | 169.1441 | 169.1441 | 169.1441 | 169.1441 | 306.1577 | 169.1441 | 538.7239 | 169.1441 | 367.3889 | 192.4277 | 202.9398 | 192.4277 | 561.1554 | 192.4277 | 725.6045 | 192.4277 | 577.9769 | 193.5307
|  | 3497 | 5 | 617 | 17 | 146 | 26 | 6 | 21 | 17.55 | 2.57 | 299 | 100916 | 5.477 | 34.659 | -82.8776 | 0.2 | 145.4177 | 145.4177 | 145.4177 | 145.4177 | 193.0295 | 145.4177 | 526.4527 | 145.4177 | 328.2825 | 174.2216 | 174.2216 | 174.2216 | 395.6157 | 174.2216 | 631.3816 | 174.2216 | 445.1563 | 179.6696
|  | 3498 | 5 | 618 | 18 | 146 | 26 | 6 | 21 | 17.04 | 2.45 | 294 | 100893 | 5.553 | 24.7554 | -94.2946 | 0.2 | 147.0218 | 112.4425 | 112.4425 | 112.4425 | 112.4425 | 112.4425 | 572.9106 | 112.4425 | 305.42 | 130.4054 | 130.4054 | 130.4054 | 256.5176 | 130.4054 | 606.5689 | 130.4054 | 343.1493 | 130.2204
|  | 3499 | 5 | 619 | 19 | 146 | 26 | 6 | 21 | 16.54 | 2.32 | 289 | 100870 | 5.621 | 14.9876 | -104.9712 | 0.2 | 45.8882 | 41.695 | 41.695 | 41.695 | 41.695 | 41.695 | 57.3761 | 41.695 | 71.4099 | 65.372 | 65.372 | 65.372 | 65.4797 | 65.372 | 79.533 | 65.372 | 83 | 78.6544
|  | 3500 | 5 | 620 | 20 | 146 | 26 | 6 | 21 | 15.7 | 2.14 | 283 | 100910 | 5.52 | 5.6931 | -115.6199 | 0.2 | 67.9862 | 24.7649 | 24.7649 | 24.7649 | 24.7649 | 24.7649 | 114.8945 | 24.7649 | 73.0411 | 35.4328 | 35.4328 | 35.4328 | 35.4328 | 35.4328 | 106.2103 | 35.4328 | 49.9453 | 39.9805
|  | 3501 | 5 | 621 | 21 | 146 | 26 | 6 | 21 | 14.86 | 1.96 | 276 | 100949 | 5.41 | 0 | -126.7666 | 0.2 | 0 | 0 | 0 | 0 | 0 | 0 | 0 | 0 | 0 | 0 | 0 | 0 | 0 | 0 | 0 | 0 | 0 | 0
|  | 3502 | 5 | 622 | 22 | 146 | 26 | 6 | 21 | 14.03 | 1.78 | 270 | 100988 | 5.3 | 0 | -138.8037 | 0.2 | 0 | 0 | 0 | 0 | 0 | 0 | 0 | 0 | 0 | 0 | 0 | 0 | 0 | 0 | 0 | 0 | 0 | 0
|  | 3503 | 5 | 623 | 23 | 146 | 26 | 6 | 21 | 14.1 | 1.95 | 263 | 100985 | 5.388 | 0 | -151.9506 | 0.2 | 0 | 0 | 0 | 0 | 0 | 0 | 0 | 0 | 0 | 0 | 0 | 0 | 0 | 0 | 0 | 0 | 0 | 0
|  | 3504 | 5 | 624 | 24 | 146 | 26 | 6 | 21 | 14.17 | 2.13 | 256 | 100982 | 5.477 | 0 | -166.149 | 0.2 | 0 | 0 | 0 | 0 | 0 | 0 | 0 | 0 | 0 | 0 | 0 | 0 | 0 | 0 | 0 | 0 | 0 | 0
|  | 3505 | 5 | 625 | 1 | 147 | 27 | 7 | 21 | 14.23 | 2.3 | 249 | 100978 | 5.563 | 0 | 179.0475 | 0.2 | 0 | 0 | 0 | 0 | 0 | 0 | 0 | 0 | 0 | 0 | 0 | 0 | 0 | 0 | 0 | 0 | 0 | 0
|  | 3506 | 5 | 626 | 2 | 147 | 27 | 7 | 21 | 14.01 | 2.49 | 248 | 100978 | 5.854 | 0 | 164.2945 | 0.2 | 0 | 0 | 0 | 0 | 0 | 0 | 0 | 0 | 0 | 0 | 0 | 0 | 0 | 0 | 0 | 0 | 0 | 0
|  | 3507 | 5 | 627 | 3 | 147 | 27 | 7 | 21 | 13.78 | 2.68 | 247 | 100978 | 6.131 | 0 | 150.2447 | 0.2 | 0 | 0 | 0 | 0 | 0 | 0 | 0 | 0 | 0 | 0 | 0 | 0 | 0 | 0 | 0 | 0 | 0 | 0
|  | 3508 | 5 | 628 | 4 | 147 | 27 | 7 | 21 | 13.55 | 2.87 | 246 | 100978 | 6.399 | 0 | 137.2669 | 0.2 | 0 | 0 | 0 | 0 | 0 | 0 | 0 | 0 | 0 | 0 | 0 | 0 | 0 | 0 | 0 | 0 | 0 | 0
|  | 3509 | 5 | 629 | 5 | 147 | 27 | 7 | 21 | 13.84 | 3.01 | 248 | 100995 | 6.765 | 0 | 125.3781 | 0.2 | 0 | 0 | 0 | 0 | 0 | 0 | 0 | 0 | 0 | 0 | 0 | 0 | 0 | 0 | 0 | 0 | 0 | 0
|  | 3510 | 5 | 630 | 6 | 147 | 27 | 7 | 21 | 14.13 | 3.14 | 251 | 101011 | 7.14 | 6.9927 | 114.3335 | 0.2 | 1.5281 | 1.5281 | 1.5281 | 1.5281 | 1.5281 | 1.5281 | 1.5281 | 1.5281 | 2.4563 | 2.4563 | 2.4563 | 2.4563 | 2.4563 | 2.4563 | 2.4563 | 2.4563 | 3 | 3
|  | 3511 | 5 | 631 | 7 | 147 | 27 | 7 | 21 | 14.43 | 3.28 | 253 | 101028 | 7.534 | 16.3606 | 103.7255 | 0.2 | 9.792 | 9.792 | 9.792 | 9.792 | 9.792 | 9.792 | 9.792 | 9.792 | 15.637 | 15.637 | 15.637 | 15.637 | 15.637 | 15.637 | 15.637 | 15.637 | 19 | 19
|  | 3512 | 5 | 632 | 8 | 147 | 27 | 7 | 21 | 15.1 | 3.43 | 261 | 101047 | 7.622 | 26.1624 | 93.0107 | 0.2 | 61.3461 | 60.6923 | 73.1232 | 60.6923 | 60.6923 | 60.6923 | 60.6923 | 60.6923 | 99.7292 | 94.9429 | 108.0568 | 94.9429 | 98.8045 | 94.9429 | 94.9429 | 94.9429 | 120.1199 | 114.0049
|  | 3513 | 5 | 633 | 9 | 147 | 27 | 7 | 21 | 15.78 | 3.57 | 269 | 101067 | 7.704 | 36.0575 | 81.4435 | 0.2 | 97.4045 | 97.4045 | 124.3911 | 97.4045 | 101.4648 | 97.4045 | 97.4045 | 97.4045 | 161.5207 | 150.3419 | 183.4742 | 150.3419 | 167.2629 | 150.3419 | 150.3419 | 150.3419 | 199.3144 | 179.4449
|  | 3514 | 5 | 634 | 10 | 147 | 27 | 7 | 21 | 16.46 | 3.71 | 277 | 101087 | 7.778 | 45.6152 | 67.8969 | 0.2 | 156.0609 | 156.0609 | 291.0093 | 156.0609 | 210.8663 | 156.0609 | 156.0609 | 156.0609 | 283.2694 | 216.7947 | 417.4455 | 216.7947 | 360.7758 | 216.7947 | 226.5997 | 216.7947 | 394.3714 | 245.5567
|  | 3515 | 5 | 635 | 11 | 147 | 27 | 7 | 21 | 17.14 | 3.76 | 283 | 101090 | 7.769 | 54.1458 | 50.5898 | 0.2 | 158.2678 | 158.2678 | 189.3624 | 158.2678 | 183.8185 | 158.2678 | 158.2678 | 158.2678 | 260.5685 | 239.2562 | 300.6228 | 239.2562 | 296.7027 | 239.2562 | 256.6483 | 239.2562 | 338.4139 | 282.723
|  | 3516 | 5 | 636 | 12 | 147 | 27 | 7 | 21 | 17.83 | 3.81 | 289 | 101093 | 7.746 | 60.4144 | 27.265 | 0.2 | 56.5126 | 56.5126 | 56.9095 | 56.5126 | 57.2827 | 56.5126 | 56.5126 | 56.5126 | 88.7998 | 88.2654 | 89.6251 | 88.2654 | 89.889 | 88.2654 | 89.0638 | 88.2654 | 107 | 105.474
|  | 3517 | 5 | 637 | 13 | 147 | 27 | 7 | 21 | 18.52 | 3.86 | 296 | 101096 | 7.705 | 62.6178 | -1.9439 | 0.2 | 186.7035 | 186.7035 | 186.7035 | 186.7035 | 229.2408 | 186.7035 | 188.1472 | 186.7035 | 306.9701 | 278.9438 | 336.0276 | 278.9438 | 367.1269 | 278.9438 | 338.0694 | 278.9438 | 409.9858 | 327.8134
|  | 3518 | 5 | 638 | 14 | 147 | 27 | 7 | 21 | 18.76 | 3.91 | 302 | 101113 | 7.757 | 59.8002 | -30.6345 | 0.2 | 130.5433 | 130.5433 | 130.5433 | 130.5433 | 142.7509 | 130.5433 | 137.7728 | 130.5433 | 208.8722 | 200.267 | 212.3923 | 200.267 | 226.1365 | 200.267 | 222.6164 | 200.267 | 262 | 237.6227
|  | 3519 | 5 | 639 | 15 | 147 | 27 | 7 | 21 | 19.01 | 3.96 | 309 | 101129 | 7.811 | 53.1482 | -53.0931 | 0.2 | 102.0988 | 102.0988 | 102.0988 | 102.0988 | 107.7917 | 102.0988 | 109.6792 | 102.0988 | 162.9631 | 158.0448 | 161.6285 | 158.0448 | 171.0141 | 158.0448 | 172.3488 | 158.0448 | 201 | 188.3516
|  | 3520 | 5 | 640 | 16 | 147 | 27 | 7 | 21 | 19.25 | 4.01 | 315 | 101145 | 7.862 | 44.4321 | -69.7934 | 0.2 | 68.1191 | 68.1191 | 68.1191 | 68.1191 | 69.2838 | 68.1191 | 71.2836 | 68.1191 | 108.1023 | 106.5883 | 106.6883 | 106.5883 | 109.7495 | 106.5883 | 111.1636 | 106.5883 | 131 | 127.6941
|  | 3521 | 5 | 641 | 17 | 147 | 27 | 7 | 21 | 18.99 | 3.59 | 314 | 101136 | 8.054 | 34.8006 | -83.004 | 0.2 | 137.7012 | 137.7012 | 137.7012 | 137.7012 | 207.6873 | 137.7012 | 708.0187 | 137.7012 | 369.5469 | 136.6422 | 136.6422 | 136.6422 | 468.5221 | 136.6422 | 822.3099 | 136.6422 | 521.0759 | 121.713
|  | 3522 | 5 | 642 | 18 | 147 | 27 | 7 | 21 | 18.73 | 3.17 | 314 | 101126 | 8.237 | 24.8964 | -94.4098 | 0.2 | 124.3849 | 106.6001 | 106.6001 | 106.6001 | 106.6001 | 106.6001 | 337.2188 | 106.6001 | 232.5853 | 144.1016 | 144.1016 | 144.1016 | 207.4338 | 144.1016 | 383.0816 | 144.1016 | 266.9094 | 159.5594
|  | 3523 | 5 | 643 | 19 | 147 | 27 | 7 | 21 | 18.48 | 2.74 | 314 | 101116 | 8.418 | 15.1318 | -105.0749 | 0.2 | 143.0793 | 75.6485 | 75.6485 | 75.6485 | 75.6485 | 75.6485 | 325.9949 | 75.6485 | 195.6542 | 98.3978 | 98.3978 | 98.3978 | 100.2927 | 98.3978 | 324.9951 | 98.3978 | 174.3682 | 104.2576
|  | 3524 | 5 | 644 | 20 | 147 | 27 | 7 | 21 | 17.57 | 2.26 | 311 | 101159 | 8.488 | 5.8431 | -115.7114 | 0.2 | 22.4913 | 17.2028 | 17.2028 | 17.2028 | 17.2028 | 17.2028 | 28.186 | 17.2028 | 31.7538 | 27.1321 | 27.1321 | 27.1321 | 27.1321 | 27.1321 | 35.7805 | 27.1321 | 34 | 32.7525
|  | 3525 | 5 | 645 | 21 | 147 | 27 | 7 | 21 | 16.67 | 1.77 | 309 | 101201 | 8.525 | 0 | -126.844 | 0.2 | 0 | 0 | 0 | 0 | 0 | 0 | 0 | 0 | 0 | 0 | 0 | 0 | 0 | 0 | 0 | 0 | 0 | 0
|  | 3526 | 5 | 646 | 22 | 147 | 27 | 7 | 21 | 15.77 | 1.28 | 306 | 101244 | 8.527 | 0 | -138.8628 | 0.2 | 0 | 0 | 0 | 0 | 0 | 0 | 0 | 0 | 0 | 0 | 0 | 0 | 0 | 0 | 0 | 0 | 0 | 0
|  | 3527 | 5 | 647 | 23 | 147 | 27 | 7 | 21 | 15.35 | 1.35 | 316 | 101257 | 8.604 | 0 | -151.9854 | 0.2 | 0 | 0 | 0 | 0 | 0 | 0 | 0 | 0 | 0 | 0 | 0 | 0 | 0 | 0 | 0 | 0 | 0 | 0
|  | 3528 | 5 | 648 | 24 | 147 | 27 | 7 | 21 | 14.93 | 1.42 | 325 | 101270 | 8.668 | 0 | -166.1532 | 0.2 | 0 | 0 | 0 | 0 | 0 | 0 | 0 | 0 | 0 | 0 | 0 | 0 | 0 | 0 | 0 | 0 | 0 | 0
|  | 3529 | 5 | 649 | 1 | 148 | 28 | 1 | 22 | 14.5 | 1.49 | 335 | 101283 | 8.717 | 0 | 179.0792 | 0.2 | 0 | 0 | 0 | 0 | 0 | 0 | 0 | 0 | 0 | 0 | 0 | 0 | 0 | 0 | 0 | 0 | 0 | 0
|  | 3530 | 5 | 650 | 2 | 148 | 28 | 1 | 22 | 14.13 | 2.21 | 354 | 101280 | 8.809 | 0 | 164.3572 | 0.2 | 0 | 0 | 0 | 0 | 0 | 0 | 0 | 0 | 0 | 0 | 0 | 0 | 0 | 0 | 0 | 0 | 0 | 0
|  | 3531 | 5 | 651 | 3 | 148 | 28 | 1 | 22 | 13.75 | 2.93 | 12 | 101277 | 8.885 | 0 | 150.3326 | 0.2 | 0 | 0 | 0 | 0 | 0 | 0 | 0 | 0 | 0 | 0 | 0 | 0 | 0 | 0 | 0 | 0 | 0 | 0
|  | 3532 | 5 | 652 | 4 | 148 | 28 | 1 | 22 | 13.38 | 3.66 | 31 | 101273 | 8.958 | 0 | 137.3733 | 0.2 | 0 | 0 | 0 | 0 | 0 | 0 | 0 | 0 | 0 | 0 | 0 | 0 | 0 | 0 | 0 | 0 | 0 | 0
|  | 3533 | 5 | 653 | 5 | 148 | 28 | 1 | 22 | 13.64 | 3.58 | 34 | 101296 | 8.859 | 0 | 125.4977 | 0.2 | 0 | 0 | 0 | 0 | 0 | 0 | 0 | 0 | 0 | 0 | 0 | 0 | 0 | 0 | 0 | 0 | 0 | 0
|  | 3534 | 5 | 654 | 6 | 148 | 28 | 1 | 22 | 13.9 | 3.5 | 37 | 101319 | 8.753 | 7.1025 | 114.4641 | 0.2 | 9.2806 | 9.2806 | 9.2806 | 9.2806 | 9.2806 | 9.2806 | 9.2806 | 9.2806 | 14.8168 | 14.8168 | 14.8168 | 14.8168 | 14.8168 | 14.8168 | 14.8168 | 14.8168 | 18 | 18
|  | 3535 | 5 | 655 | 7 | 148 | 28 | 1 | 22 | 14.17 | 3.42 | 40 | 101342 | 8.647 | 16.4627 | 103.867 | 0.2 | 158.8315 | 66.0162 | 441.9953 | 66.0162 | 66.0162 | 66.0162 | 66.0162 | 66.0162 | 218.6671 | 72.1158 | 418.8941 | 72.1158 | 87.4064 | 72.1158 | 72.1158 | 72.1158 | 180.2419 | 65.8024
|  | 3536 | 5 | 656 | 8 | 148 | 28 | 1 | 22 | 14.99 | 3.4 | 39 | 101336 | 7.928 | 26.2608 | 93.165 | 0.2 | 127.637 | 93.4706 | 711.3594 | 93.4706 | 93.4706 | 93.4706 | 93.4706 | 93.4706 | 324.8233 | 84.7704 | 737.5774 | 84.7704 | 276.5047 | 84.7704 | 84.7704 | 84.7704 | 373.6252 | 68.3055
|  | 3537 | 5 | 657 | 9 | 148 | 28 | 1 | 22 | 15.81 | 3.37 | 37 | 101329 | 7.105 | 36.1573 | 81.6137 | 0.2 | 114.7305 | 114.7305 | 762.6629 | 114.7305 | 210.2506 | 114.7305 | 114.7305 | 114.7305 | 363.3806 | 92.5089 | 889.0809 | 92.5089 | 498.4664 | 92.5089 | 92.5089 | 92.5089 | 546.64 | 68.0495
|  | 3538 | 5 | 658 | 10 | 148 | 28 | 1 | 22 | 16.63 | 3.35 | 36 | 101322 | 6.17 | 45.723 | 68.0847 | 0.2 | 127.1653 | 127.1653 | 704.8397 | 127.1653 | 359.5681 | 127.1653 | 127.1653 | 127.1653 | 376.097 | 88.881 | 948.908 | 88.881 | 704.7641 | 88.881 | 131.9531 | 88.881 | 694.0036 | 55.4161
|  | 3539 | 5 | 659 | 11 | 148 | 28 | 1 | 22 | 17.43 | 3.76 | 35 | 101260 | 5.736 | 54.2705 | 50.7869 | 0.2 | 129.1923 | 129.1923 | 572.2241 | 129.1923 | 490.6892 | 129.1923 | 129.1923 | 129.1923 | 380.8016 | 74.3522 | 949.6893 | 74.3522 | 892.0355 | 74.3522 | 323.1478 | 74.3522 | 829.6076 | 34.7259
|  | 3540 | 5 | 660 | 12 | 148 | 28 | 1 | 22 | 18.23 | 4.16 | 34 | 101198 | 5.238 | 60.5637 | 27.4293 | 0.2 | 134.0181 | 134.0181 | 362.2549 | 134.0181 | 573.781 | 134.0181 | 134.0181 | 134.0181 | 381.2905 | 71.4073 | 853.6376 | 71.4073 | 1003.2091 | 71.4073 | 530.8621 | 71.4073 | 906.3749 | 28.371
|  | 3541 | 5 | 661 | 13 | 148 | 28 | 1 | 22 | 19.04 | 4.57 | 34 | 101136 | 4.675 | 62.7859 | -1.8919 | 0.2 | 135.0708 | 135.0708 | 135.0708 | 135.0708 | 601.195 | 135.0708 | 150.4681 | 135.0708 | 381.3708 | 69.6769 | 700.0829 | 69.6769 | 1040.5701 | 69.6769 | 721.858 | 69.6769 | 932.5128 | 25.5869
|  | 3542 | 5 | 662 | 14 | 148 | 28 | 1 | 22 | 19.2 | 5.26 | 38 | 101080 | 4.726 | 59.9665 | -30.7037 | 0.2 | 134.5585 | 134.5585 | 134.5585 | 134.5585 | 571.6822 | 134.5585 | 394.1421 | 134.5585 | 384.7532 | 72.0382 | 510.293 | 72.0382 | 1002.9394 | 72.0382 | 877.3997 | 72.0382 | 908.4063 | 29.0368
|  | 3543 | 5 | 663 | 15 | 148 | 28 | 1 | 22 | 19.37 | 5.95 | 42 | 101024 | 4.781 | 53.3019 | -53.2138 | 0.2 | 132.8999 | 132.8999 | 132.8999 | 132.8999 | 485.9791 | 132.8999 | 605.1077 | 132.8999 | 389.1729 | 79.4577 | 304.9362 | 79.4577 | 888.5022 | 79.4577 | 972.7389 | 79.4577 | 830.8816 | 39.7991
|  | 3544 | 5 | 664 | 16 | 148 | 28 | 1 | 22 | 19.53 | 6.65 | 47 | 100969 | 4.833 | 44.5755 | -69.9209 | 0.2 | 129.2392 | 129.2392 | 129.2392 | 129.2392 | 357.6364 | 129.2392 | 754.0713 | 129.2392 | 393.8069 | 91.8122 | 113.4852 | 91.8122 | 716.8095 | 91.8122 | 997.1312 | 91.8122 | 715.6188 | 60.1365
|  | 3545 | 5 | 665 | 17 | 148 | 28 | 1 | 22 | 18.79 | 6.35 | 50 | 100949 | 4.976 | 34.939 | -83.1238 | 0.2 | 112.5608 | 112.5608 | 112.5608 | 112.5608 | 199.7497 | 112.5608 | 835.5711 | 112.5608 | 387.0609 | 88.9572 | 88.9572 | 88.9572 | 510.3645 | 88.9572 | 959.9582 | 88.9572 | 575.1472 | 66.376
|  | 3546 | 5 | 666 | 18 | 148 | 28 | 1 | 22 | 18.05 | 6.05 | 53 | 100929 | 5.096 | 25.0345 | -94.5189 | 0.2 | 151.4821 | 95.3274 | 95.3274 | 95.3274 | 95.3274 | 95.3274 | 805.8414 | 95.3274 | 361.4567 | 86.3722 | 86.3722 | 86.3722 | 282.042 | 86.3722 | 824.1586 | 86.3722 | 404.2978 | 71.4242
|  | 3547 | 5 | 667 | 19 | 148 | 28 | 1 | 22 | 17.31 | 5.75 | 56 | 100910 | 5.193 | 15.2729 | -105.1728 | 0.2 | 239.7446 | 66.6369 | 66.6369 | 66.6369 | 66.6369 | 66.6369 | 704.9746 | 66.6369 | 316.6231 | 66.5136 | 66.5136 | 66.5136 | 71.8118 | 66.5136 | 645.5904 | 66.5136 | 239.2054 | 58.6049
|  | 3548 | 5 | 668 | 20 | 148 | 28 | 1 | 22 | 16.08 | 5.2 | 60 | 100932 | 5.104 | 5.9897 | -115.7976 | 0.2 | 238.2542 | 32.0413 | 32.0413 | 32.0413 | 32.0413 | 32.0413 | 458.6579 | 32.0413 | 219.4333 | 38.4636 | 38.4636 | 38.4636 | 38.4636 | 38.4636 | 375.2823 | 38.4636 | 88.6771 | 38.9602
|  | 3549 | 5 | 669 | 21 | 148 | 28 | 1 | 22 | 14.85 | 4.66 | 65 | 100955 | 4.996 | 0 | -126.9163 | 0.2 | 0 | 0 | 0 | 0 | 0 | 0 | 0 | 0 | 0 | 0 | 0 | 0 | 0 | 0 | 0 | 0 | 0 | 0
|  | 3550 | 5 | 670 | 22 | 148 | 28 | 1 | 22 | 13.62 | 4.11 | 69 | 100978 | 4.87 | 0 | -138.9172 | 0.2 | 0 | 0 | 0 | 0 | 0 | 0 | 0 | 0 | 0 | 0 | 0 | 0 | 0 | 0 | 0 | 0 | 0 | 0
|  | 3551 | 5 | 671 | 23 | 148 | 28 | 1 | 22 | 13.15 | 3.91 | 70 | 100955 | 4.979 | 0 | -152.0161 | 0.2 | 0 | 0 | 0 | 0 | 0 | 0 | 0 | 0 | 0 | 0 | 0 | 0 | 0 | 0 | 0 | 0 | 0 | 0
|  | 3552 | 5 | 672 | 24 | 148 | 28 | 1 | 22 | 12.68 | 3.71 | 72 | 100932 | 5.076 | 0 | -166.1543 | 0.2 | 0 | 0 | 0 | 0 | 0 | 0 | 0 | 0 | 0 | 0 | 0 | 0 | 0 | 0 | 0 | 0 | 0 | 0
|  | 3553 | 5 | 673 | 1 | 149 | 29 | 2 | 22 | 12.21 | 3.5 | 73 | 100910 | 5.163 | 0 | 179.1128 | 0.2 | 0 | 0 | 0 | 0 | 0 | 0 | 0 | 0 | 0 | 0 | 0 | 0 | 0 | 0 | 0 | 0 | 0 | 0
|  | 3554 | 5 | 674 | 2 | 149 | 29 | 2 | 22 | 11.89 | 3.84 | 73 | 100851 | 5.257 | 0 | 164.4206 | 0.2 | 0 | 0 | 0 | 0 | 0 | 0 | 0 | 0 | 0 | 0 | 0 | 0 | 0 | 0 | 0 | 0 | 0 | 0
|  | 3555 | 5 | 675 | 3 | 149 | 29 | 2 | 22 | 11.56 | 4.17 | 73 | 100792 | 5.341 | 0 | 150.4201 | 0.2 | 0 | 0 | 0 | 0 | 0 | 0 | 0 | 0 | 0 | 0 | 0 | 0 | 0 | 0 | 0 | 0 | 0 | 0
|  | 3556 | 5 | 676 | 4 | 149 | 29 | 2 | 22 | 11.24 | 4.51 | 73 | 100733 | 5.423 | 0 | 137.4782 | 0.2 | 0 | 0 | 0 | 0 | 0 | 0 | 0 | 0 | 0 | 0 | 0 | 0 | 0 | 0 | 0 | 0 | 0 | 0
|  | 3557 | 5 | 677 | 5 | 149 | 29 | 2 | 22 | 11.93 | 4.67 | 73 | 100729 | 5.789 | 0 | 125.6153 | 0.2 | 0 | 0 | 0 | 0 | 0 | 0 | 0 | 0 | 0 | 0 | 0 | 0 | 0 | 0 | 0 | 0 | 0 | 0
|  | 3558 | 5 | 678 | 6 | 149 | 29 | 2 | 22 | 12.62 | 4.83 | 74 | 100726 | 6.176 | 7.2063 | 114.5921 | 0.2 | 12.9596 | 12.9596 | 12.9596 | 12.9596 | 12.9596 | 12.9596 | 12.9596 | 12.9596 | 20.6283 | 20.6283 | 20.6283 | 20.6283 | 20.6283 | 20.6283 | 20.6283 | 20.6283 | 25 | 25
|  | 3559 | 5 | 679 | 7 | 149 | 29 | 2 | 22 | 13.32 | 4.99 | 74 | 100723 | 6.59 | 16.559 | 104.0055 | 0.2 | 179.9561 | 62.4609 | 533.5156 | 62.4609 | 62.4609 | 62.4609 | 62.4609 | 62.4609 | 248.3681 | 63.2142 | 498.3724 | 63.2142 | 82.2047 | 63.2142 | 63.2142 | 63.2142 | 198.927 | 54.5751
|  | 3560 | 5 | 680 | 8 | 149 | 29 | 2 | 22 | 14.88 | 5.4 | 76 | 100687 | 6.717 | 26.3534 | 93.3161 | 0.2 | 127.7843 | 89.908 | 743.6107 | 89.908 | 89.908 | 89.908 | 89.908 | 89.908 | 334.708 | 78.5533 | 770.163 | 78.5533 | 281.1428 | 78.5533 | 78.5533 | 78.5533 | 386.3444 | 61.9633
|  | 3561 | 5 | 681 | 9 | 149 | 29 | 2 | 22 | 16.45 | 5.81 | 77 | 100651 | 6.789 | 36.251 | 81.7805 | 0.2 | 112.1107 | 112.1107 | 777.6963 | 112.1107 | 208.2538 | 112.1107 | 112.1107 | 112.1107 | 367.8422 | 87.1435 | 906.4658 | 87.1435 | 503.8092 | 87.1435 | 87.1435 | 87.1435 | 554.8117 | 61.7006
|  | 3562 | 5 | 682 | 10 | 149 | 29 | 2 | 22 | 18.02 | 6.22 | 79 | 100615 | 6.794 | 45.8246 | 68.2694 | 0.2 | 127.9767 | 127.9767 | 708.576 | 127.9767 | 359.3846 | 127.9767 | 127.9767 | 127.9767 | 382.4969 | 91.2656 | 956.6726 | 91.2656 | 709.7569 | 91.2656 | 135.5812 | 91.2656 | 703.0591 | 59.7882
|  | 3563 | 5 | 683 | 11 | 149 | 29 | 2 | 22 | 19.01 | 6.23 | 76 | 100565 | 6.79 | 54.3887 | 50.982 | 0.2 | 129.2356 | 129.2356 | 572.2441 | 129.2356 | 488.2069 | 129.2356 | 129.2356 | 129.2356 | 383.3695 | 74.2725 | 950.4549 | 74.2725 | 891.0317 | 74.2725 | 323.9463 | 74.2725 | 830.6959 | 34.5954
|  | 3564 | 5 | 684 | 12 | 149 | 29 | 2 | 22 | 20 | 6.23 | 73 | 100516 | 6.756 | 60.7063 | 27.5946 | 0.2 | 133.737 | 133.737 | 362.3289 | 133.737 | 571.0925 | 133.737 | 133.737 | 133.737 | 383.6371 | 70.9091 | 854.533 | 70.9091 | 1002.1511 | 70.9091 | 531.2552 | 70.9091 | 907.4835 | 27.8638
|  | 3565 | 5 | 685 | 13 | 149 | 29 | 2 | 22 | 20.99 | 6.23 | 70 | 100467 | 6.684 | 62.9479 | -1.8349 | 0.2 | 135.0887 | 135.0887 | 135.0887 | 135.0887 | 598.6418 | 135.0887 | 149.939 | 135.0887 | 383.9708 | 69.559 | 701.2515 | 69.559 | 1039.5338 | 69.559 | 722.2531 | 69.559 | 933.6155 | 25.417
|  | 3566 | 5 | 686 | 14 | 149 | 29 | 2 | 22 | 21.37 | 6.14 | 67 | 100421 | 6.628 | 60.1276 | -30.7656 | 0.2 | 143.283 | 143.283 | 143.283 | 143.283 | 562.7806 | 143.283 | 393.0125 | 143.283 | 389.9286 | 85.5456 | 509.9728 | 85.5456 | 983.1879 | 85.5456 | 863.1437 | 85.5456 | 892.3429 | 42.3827
|  | 3567 | 5 | 687 | 15 | 149 | 29 | 2 | 22 | 21.76 | 6.04 | 64 | 100375 | 6.571 | 53.4514 | -53.3269 | 0.2 | 139.8125 | 139.8125 | 139.8125 | 139.8125 | 480.7725 | 139.8125 | 597.6936 | 139.8125 | 393.8362 | 90.3603 | 311.1604 | 90.3603 | 876.0264 | 90.3603 | 958.7021 | 90.3603 | 821.1629 | 51.0232
|  | 3568 | 5 | 688 | 16 | 149 | 29 | 2 | 22 | 22.15 | 5.94 | 62 | 100330 | 6.504 | 44.7155 | -70.0413 | 0.2 | 155.156 | 155.156 | 155.156 | 155.156 | 335.5433 | 155.156 | 651.8784 | 155.156 | 389.2506 | 146.8171 | 165.5679 | 146.8171 | 644.3568 | 146.8171 | 868.0395 | 146.8171 | 651.4155 | 128.1755
|  | 3569 | 5 | 689 | 17 | 149 | 29 | 2 | 22 | 21.33 | 5.85 | 59 | 100326 | 6.618 | 35.0743 | -83.2371 | 0.2 | 116.7926 | 116.7926 | 116.7926 | 116.7926 | 200.9737 | 116.7926 | 826.6669 | 116.7926 | 388.4494 | 93.0594 | 93.0594 | 93.0594 | 507.4995 | 93.0594 | 949.9314 | 93.0594 | 570.1037 | 68.178
|  | 3570 | 5 | 690 | 18 | 149 | 29 | 2 | 22 | 20.5 | 5.75 | 56 | 100323 | 6.698 | 25.1694 | -94.622 | 0.2 | 158.4234 | 107.4855 | 107.4855 | 107.4855 | 107.4855 | 107.4855 | 737.5611 | 107.4855 | 354.291 | 108.2291 | 108.2291 | 108.2291 | 282.2541 | 108.2291 | 763.8033 | 108.2291 | 394.1494 | 97.1031
|  | 3571 | 5 | 691 | 19 | 149 | 29 | 2 | 22 | 19.68 | 5.66 | 53 | 100320 | 6.756 | 15.4107 | -105.2651 | 0.2 | 236.1793 | 67.8757 | 67.8757 | 67.8757 | 67.8757 | 67.8757 | 684.564 | 67.8757 | 312.9686 | 69.364 | 69.364 | 69.364 | 74.9513 | 69.364 | 630.0244 | 69.364 | 238.7187 | 62.5135
|  | 3572 | 5 | 692 | 20 | 149 | 29 | 2 | 22 | 18.17 | 5.19 | 55 | 100346 | 6.704 | 6.1328 | -115.8784 | 0.2 | 229.7278 | 32.7228 | 32.7228 | 32.7228 | 32.7228 | 32.7228 | 438.8275 | 32.7228 | 213.7739 | 40.1768 | 40.1768 | 40.1768 | 40.1768 | 40.1768 | 361.6297 | 40.1768 | 90.0336 | 41.5352
|  | 3573 | 5 | 693 | 21 | 149 | 29 | 2 | 22 | 16.67 | 4.72 | 57 | 100372 | 6.602 | 0 | -126.9835 | 0.2 | 0 | 0 | 0 | 0 | 0 | 0 | 0 | 0 | 0 | 0 | 0 | 0 | 0 | 0 | 0 | 0 | 0 | 0
|  | 3574 | 5 | 694 | 22 | 149 | 29 | 2 | 22 | 15.17 | 4.25 | 59 | 100398 | 6.456 | 0 | -138.9669 | 0.2 | 0 | 0 | 0 | 0 | 0 | 0 | 0 | 0 | 0 | 0 | 0 | 0 | 0 | 0 | 0 | 0 | 0 | 0
|  | 3575 | 5 | 695 | 23 | 149 | 29 | 2 | 22 | 14.42 | 3.8 | 57 | 100395 | 6.71 | 0 | -152.0428 | 0.2 | 0 | 0 | 0 | 0 | 0 | 0 | 0 | 0 | 0 | 0 | 0 | 0 | 0 | 0 | 0 | 0 | 0 | 0
|  | 3576 | 5 | 696 | 24 | 149 | 29 | 2 | 22 | 13.68 | 3.35 | 56 | 100392 | 6.929 | 0 | -166.1523 | 0.2 | 0 | 0 | 0 | 0 | 0 | 0 | 0 | 0 | 0 | 0 | 0 | 0 | 0 | 0 | 0 | 0 | 0 | 0
|  | 3577 | 5 | 697 | 1 | 150 | 30 | 3 | 22 | 12.93 | 2.9 | 54 | 100389 | 7.105 | 0 | 179.1482 | 0.2 | 0 | 0 | 0 | 0 | 0 | 0 | 0 | 0 | 0 | 0 | 0 | 0 | 0 | 0 | 0 | 0 | 0 | 0
|  | 3578 | 5 | 698 | 2 | 150 | 30 | 3 | 22 | 12.38 | 2.86 | 53 | 100372 | 7.209 | 0 | 164.4845 | 0.2 | 0 | 0 | 0 | 0 | 0 | 0 | 0 | 0 | 0 | 0 | 0 | 0 | 0 | 0 | 0 | 0 | 0 | 0
|  | 3579 | 5 | 699 | 3 | 150 | 30 | 3 | 22 | 11.82 | 2.82 | 53 | 100356 | 7.292 | 0 | 150.5069 | 0.2 | 0 | 0 | 0 | 0 | 0 | 0 | 0 | 0 | 0 | 0 | 0 | 0 | 0 | 0 | 0 | 0 | 0 | 0
|  | 3580 | 5 | 700 | 4 | 150 | 30 | 3 | 22 | 11.26 | 2.79 | 52 | 100339 | 7.358 | 0 | 137.5816 | 0.2 | 0 | 0 | 0 | 0 | 0 | 0 | 0 | 0 | 0 | 0 | 0 | 0 | 0 | 0 | 0 | 0 | 0 | 0
|  | 3581 | 5 | 701 | 5 | 150 | 30 | 3 | 22 | 12.07 | 3.23 | 57 | 100353 | 7.593 | 0 | 125.7308 | 0.2 | 0 | 0 | 0 | 0 | 0 | 0 | 0 | 0 | 0 | 0 | 0 | 0 | 0 | 0 | 0 | 0 | 0 | 0
|  | 3582 | 5 | 702 | 6 | 150 | 30 | 3 | 22 | 12.87 | 3.68 | 62 | 100366 | 7.823 | 7.3042 | 114.7175 | 0.2 | 128.1965 | 22.8956 | 251.6522 | 22.8956 | 22.8956 | 22.8956 | 22.8956 | 22.8956 | 120.8438 | 23.5604 | 208.1402 | 23.5604 | 23.5604 | 23.5604 | 23.5604 | 23.5604 | 51.2672 | 18.9885
|  | 3583 | 5 | 703 | 7 | 150 | 30 | 3 | 22 | 13.68 | 4.12 | 67 | 100379 | 8.059 | 16.6494 | 104.1411 | 0.2 | 192.1816 | 61.6226 | 579.8268 | 61.6226 | 61.6226 | 61.6226 | 61.6226 | 61.6226 | 265.1639 | 59.8399 | 539.2704 | 59.8399 | 80.5255 | 59.8399 | 59.8399 | 59.8399 | 209.719 | 49.906
|  | 3584 | 5 | 704 | 8 | 150 | 30 | 3 | 22 | 15.23 | 4.26 | 67 | 100372 | 8.133 | 26.4401 | 93.4639 | 0.2 | 132.9384 | 99.2872 | 655.2245 | 99.2872 | 99.2872 | 99.2872 | 99.2872 | 99.2872 | 316.6309 | 96.9953 | 685.943 | 96.9953 | 269.041 | 96.9953 | 96.9953 | 96.9953 | 360.3938 | 83.4333
|  | 3585 | 5 | 705 | 9 | 150 | 30 | 3 | 22 | 16.78 | 4.4 | 68 | 100366 | 8.12 | 36.3388 | 81.9439 | 0.2 | 130.6254 | 130.6254 | 635.6983 | 130.6254 | 202.1129 | 130.6254 | 130.6254 | 130.6254 | 342.4437 | 127.6558 | 750.1334 | 127.6558 | 443.5422 | 127.6558 | 127.6558 | 127.6558 | 486.0919 | 110.8485
|  | 3586 | 5 | 706 | 10 | 150 | 30 | 3 | 22 | 18.33 | 4.54 | 68 | 100359 | 8.008 | 45.92 | 68.4508 | 0.2 | 157.5837 | 157.5837 | 524.0655 | 157.5837 | 302.3085 | 157.5837 | 157.5837 | 157.5837 | 357.7852 | 172.4101 | 719.2627 | 172.4101 | 562.4569 | 172.4101 | 200.9793 | 172.4101 | 576.6163 | 169.7315
|  | 3587 | 5 | 707 | 11 | 150 | 30 | 3 | 22 | 19.11 | 4.71 | 66 | 100330 | 7.84 | 54.5003 | 51.175 | 0.2 | 164.9272 | 164.9272 | 499.1349 | 164.9272 | 433.8776 | 164.9272 | 164.9272 | 164.9272 | 383.8961 | 148.8022 | 810.3932 | 148.8022 | 764.2493 | 148.8022 | 337.7522 | 148.8022 | 725.9227 | 124.4994
|  | 3588 | 5 | 708 | 12 | 150 | 30 | 3 | 22 | 19.89 | 4.88 | 65 | 100300 | 7.634 | 60.8423 | 27.7608 | 0.2 | 188.559 | 188.559 | 213.0697 | 188.559 | 235.1249 | 188.559 | 188.559 | 188.559 | 314.1404 | 280.3727 | 364.3991 | 280.3727 | 379.9945 | 280.3727 | 329.7358 | 280.3727 | 423.4861 | 329.1654
|  | 3589 | 5 | 709 | 13 | 150 | 30 | 3 | 22 | 20.67 | 5.05 | 63 | 100271 | 7.384 | 63.1037 | -1.7729 | 0.2 | 204.3591 | 204.3591 | 204.3591 | 204.3591 | 418.7564 | 204.3591 | 210.9952 | 204.3591 | 391.8172 | 244.4051 | 538.7265 | 244.4051 | 695.0207 | 244.4051 | 548.1113 | 244.4051 | 678.9154 | 256.0459
|  | 3590 | 5 | 710 | 14 | 150 | 30 | 3 | 22 | 20.84 | 5.34 | 62 | 100251 | 7.246 | 60.2836 | -30.82 | 0.2 | 201.076 | 201.076 | 201.076 | 201.076 | 430.3536 | 201.076 | 337.8616 | 201.076 | 403.433 | 234.8043 | 468.8347 | 234.8043 | 727.6805 | 234.8043 | 662.2788 | 234.8043 | 711.9812 | 244.2267
|  | 3591 | 5 | 711 | 15 | 150 | 30 | 3 | 22 | 21.01 | 5.64 | 62 | 100231 | 7.103 | 53.5968 | -53.4322 | 0.2 | 192.4361 | 192.4361 | 192.4361 | 192.4361 | 351.6215 | 192.4361 | 407.0314 | 192.4361 | 379.6407 | 235.9696 | 340.46 | 235.9696 | 604.7629 | 235.9696 | 643.9437 | 235.9696 | 612.938 | 250.5709
|  | 3592 | 5 | 712 | 16 | 150 | 30 | 3 | 22 | 21.18 | 5.93 | 61 | 100212 | 6.957 | 44.8519 | -70.1543 | 0.2 | 159.3184 | 159.3184 | 159.3184 | 159.3184 | 329.732 | 159.3184 | 631.4796 | 159.3184 | 388.7084 | 156.0906 | 175.3406 | 156.0906 | 629.7097 | 156.0906 | 843.0775 | 156.0906 | 639.2098 | 139.8249
|  | 3593 | 5 | 713 | 17 | 150 | 30 | 3 | 22 | 20.56 | 5.51 | 60 | 100202 | 6.856 | 35.2064 | -83.3438 | 0.2 | 137.8302 | 137.8302 | 137.8302 | 137.8302 | 200.6126 | 137.8302 | 675.8192 | 137.8302 | 367.831 | 141.9857 | 141.9857 | 141.9857 | 456.6187 | 141.9857 | 792.6406 | 141.9857 | 513.7897 | 131.6139
|  | 3594 | 5 | 714 | 18 | 150 | 30 | 3 | 22 | 19.93 | 5.09 | 58 | 100192 | 6.747 | 25.3012 | -94.7189 | 0.2 | 158.5317 | 108.9748 | 108.9748 | 108.9748 | 108.9748 | 108.9748 | 709.3189 | 108.9748 | 347.9164 | 111.5174 | 111.5174 | 111.5174 | 277.8324 | 111.5174 | 737.3818 | 111.5174 | 385.6296 | 100.8679
|  | 3595 | 5 | 715 | 19 | 150 | 30 | 3 | 22 | 19.31 | 4.68 | 57 | 100182 | 6.639 | 15.5452 | -105.3517 | 0.2 | 197.7124 | 81.3072 | 81.3072 | 81.3072 | 81.3072 | 81.3072 | 505.3083 | 81.3072 | 266.3104 | 97.513 | 97.513 | 97.513 | 101.6887 | 97.513 | 483.8136 | 97.513 | 220.6281 | 98.3177
|  | 3596 | 5 | 716 | 20 | 150 | 30 | 3 | 22 | 17.98 | 4.45 | 57 | 100228 | 6.417 | 6.2722 | -115.9538 | 0.2 | 130.8686 | 40.6952 | 40.6952 | 40.6952 | 40.6952 | 40.6952 | 225.9567 | 40.6952 | 134.9177 | 55.1424 | 55.1424 | 55.1424 | 55.1424 | 55.1424 | 202.1551 | 55.1424 | 82.1875 | 59.5416
|  | 3597 | 5 | 717 | 21 | 150 | 30 | 3 | 22 | 16.65 | 4.23 | 58 | 100274 | 6.183 | 0 | -127.0457 | 0.2 | 0 | 0 | 0 | 0 | 0 | 0 | 0 | 0 | 0 | 0 | 0 | 0 | 0 | 0 | 0 | 0 | 0 | 0
|  | 3598 | 5 | 718 | 22 | 150 | 30 | 3 | 22 | 15.32 | 4 | 58 | 100320 | 5.94 | 0 | -139.0119 | 0.2 | 0 | 0 | 0 | 0 | 0 | 0 | 0 | 0 | 0 | 0 | 0 | 0 | 0 | 0 | 0 | 0 | 0 | 0
|  | 3599 | 5 | 719 | 23 | 150 | 30 | 3 | 22 | 14.75 | 3.54 | 60 | 100310 | 6.082 | 0 | -152.0654 | 0.2 | 0 | 0 | 0 | 0 | 0 | 0 | 0 | 0 | 0 | 0 | 0 | 0 | 0 | 0 | 0 | 0 | 0 | 0
|  | 3600 | 5 | 720 | 24 | 150 | 30 | 3 | 22 | 14.19 | 3.09 | 62 | 100300 | 6.209 | 0 | -166.1473 | 0.2 | 0 | 0 | 0 | 0 | 0 | 0 | 0 | 0 | 0 | 0 | 0 | 0 | 0 | 0 | 0 | 0 | 0 | 0
|  | 3601 | 5 | 721 | 1 | 151 | 31 | 4 | 22 | 13.62 | 2.63 | 63 | 100290 | 6.315 | 0 | 179.1853 | 0.2 | 0 | 0 | 0 | 0 | 0 | 0 | 0 | 0 | 0 | 0 | 0 | 0 | 0 | 0 | 0 | 0 | 0 | 0
|  | 3602 | 5 | 722 | 2 | 151 | 31 | 4 | 22 | 12.94 | 2.68 | 60 | 100274 | 6.446 | 0 | 164.5488 | 0.2 | 0 | 0 | 0 | 0 | 0 | 0 | 0 | 0 | 0 | 0 | 0 | 0 | 0 | 0 | 0 | 0 | 0 | 0
|  | 3603 | 5 | 723 | 3 | 151 | 31 | 4 | 22 | 12.26 | 2.73 | 57 | 100257 | 6.553 | 0 | 150.593 | 0.2 | 0 | 0 | 0 | 0 | 0 | 0 | 0 | 0 | 0 | 0 | 0 | 0 | 0 | 0 | 0 | 0 | 0 | 0
|  | 3604 | 5 | 724 | 4 | 151 | 31 | 4 | 22 | 11.57 | 2.77 | 53 | 100241 | 6.632 | 0 | 137.6835 | 0.2 | 0 | 0 | 0 | 0 | 0 | 0 | 0 | 0 | 0 | 0 | 0 | 0 | 0 | 0 | 0 | 0 | 0 | 0
|  | 3605 | 5 | 725 | 5 | 151 | 31 | 4 | 22 | 12.51 | 3.04 | 52 | 100254 | 7.086 | 0 | 125.8441 | 0.2 | 0 | 0 | 0 | 0 | 0 | 0 | 0 | 0 | 0 | 0 | 0 | 0 | 0 | 0 | 0 | 0 | 0 | 0
|  | 3606 | 5 | 726 | 6 | 151 | 31 | 4 | 22 | 13.44 | 3.31 | 51 | 100267 | 7.565 | 7.396 | 114.8402 | 0.2 | 29.9411 | 13.0846 | 49.4982 | 13.0846 | 13.0846 | 13.0846 | 13.0846 | 13.0846 | 33.0586 | 17.4562 | 46.8876 | 17.4562 | 17.4562 | 17.4562 | 17.4562 | 17.4562 | 23.5692 | 18.3605
|  | 3607 | 5 | 727 | 7 | 151 | 31 | 4 | 22 | 14.37 | 3.57 | 50 | 100280 | 8.071 | 16.734 | 104.2736 | 0.2 | 82.9941 | 51.9045 | 174.109 | 51.9045 | 51.9045 | 51.9045 | 51.9045 | 51.9045 | 116.8295 | 68.0377 | 181.2575 | 68.0377 | 72.8622 | 68.0377 | 68.0377 | 68.0377 | 109.6691 | 71.7566
|  | 3608 | 5 | 728 | 8 | 151 | 31 | 4 | 22 | 16.08 | 4.14 | 51 | 100251 | 8.72 | 26.521 | 93.6083 | 0.2 | 132.7207 | 94.0275 | 707.6107 | 94.0275 | 94.0275 | 94.0275 | 94.0275 | 94.0275 | 329.6333 | 85.3258 | 736.1419 | 85.3258 | 274.9129 | 85.3258 | 85.3258 | 85.3258 | 375.6023 | 68.7925
|  | 3609 | 5 | 729 | 9 | 151 | 31 | 4 | 22 | 17.8 | 4.71 | 52 | 100221 | 9.403 | 36.4207 | 82.1037 | 0.2 | 115.1007 | 115.1007 | 758.3583 | 115.1007 | 204.3175 | 115.1007 | 115.1007 | 115.1007 | 368.6609 | 92.9345 | 886.5985 | 92.9345 | 494.8326 | 92.9345 | 92.9345 | 92.9345 | 547.6104 | 68.4577
|  | 3610 | 5 | 730 | 10 | 151 | 31 | 4 | 22 | 19.52 | 5.28 | 53 | 100192 | 10.112 | 46.0093 | 68.6287 | 0.2 | 160.0762 | 160.0762 | 482.964 | 160.0762 | 286.4281 | 160.0762 | 160.0762 | 160.0762 | 346.2153 | 181.5915 | 663.8757 | 181.5915 | 524.9039 | 181.5915 | 207.2435 | 181.5915 | 540.7646 | 181.5994
|  | 3611 | 5 | 731 | 11 | 151 | 31 | 4 | 22 | 19.76 | 5.33 | 51 | 100162 | 10.972 | 54.6055 | 51.3654 | 0.2 | 147.1366 | 147.1366 | 544.681 | 147.1366 | 464.885 | 147.1366 | 147.1366 | 147.1366 | 387.7879 | 105.9887 | 893.5763 | 105.9887 | 837.1521 | 105.9887 | 331.3637 | 105.9887 | 785.217 | 68.9443
|  | 3612 | 5 | 732 | 12 | 151 | 31 | 4 | 22 | 20 | 5.37 | 50 | 100133 | 11.86 | 60.9715 | 27.9274 | 0.2 | 152.2596 | 152.2596 | 358.9432 | 152.2596 | 542.1666 | 152.2596 | 152.2596 | 152.2596 | 394.7324 | 108.153 | 816.5856 | 108.153 | 946.1441 | 108.153 | 524.2909 | 108.153 | 868.0843 | 72.8928
|  | 3613 | 5 | 733 | 13 | 151 | 31 | 4 | 22 | 20.25 | 5.42 | 48 | 100103 | 12.781 | 63.2531 | -1.706 | 0.2 | 199.9888 | 199.9888 | 199.9888 | 199.9888 | 465.2242 | 199.9888 | 207.8885 | 199.9888 | 410.4762 | 225.7183 | 592.44 | 225.7183 | 785.5756 | 225.7183 | 603.6117 | 225.7183 | 757.9203 | 231.3979
|  | 3614 | 5 | 734 | 14 | 151 | 31 | 4 | 22 | 20.73 | 5.66 | 48 | 100061 | 11.516 | 60.4343 | -30.867 | 0.2 | 177.0561 | 177.0561 | 177.0561 | 177.0561 | 498.6131 | 177.0561 | 369.2527 | 177.0561 | 408.2095 | 168.6354 | 499.6811 | 168.6354 | 862.9598 | 168.6354 | 771.4881 | 168.6354 | 814.7366 | 154.3706
|  | 3615 | 5 | 735 | 15 | 151 | 31 | 4 | 22 | 21.22 | 5.91 | 47 | 100018 | 10.172 | 53.7379 | -53.5297 | 0.2 | 178.96 | 178.96 | 178.96 | 178.96 | 412.8533 | 178.96 | 495.3921 | 178.96 | 400.62 | 186.7032 | 342.2563 | 186.7032 | 731.3951 | 186.7032 | 789.7589 | 186.7032 | 716.0562 | 179.6388
|  | 3616 | 5 | 736 | 16 | 151 | 31 | 4 | 22 | 21.7 | 6.15 | 46 | 99976 | 8.734 | 44.9847 | -70.2602 | 0.2 | 133.87 | 133.87 | 133.87 | 133.87 | 350.7597 | 133.87 | 738.2948 | 133.87 | 400.3616 | 99.8916 | 126.3329 | 99.8916 | 707.0899 | 99.8916 | 981.1186 | 99.8916 | 711.1985 | 69.3801
|  | 3617 | 5 | 737 | 17 | 151 | 31 | 4 | 22 | 21.24 | 5.6 | 44 | 99972 | 9.009 | 35.3352 | -83.4438 | 0.2 | 135.3374 | 135.3374 | 135.3374 | 135.3374 | 203.3042 | 135.3374 | 726.7186 | 135.3374 | 379.9367 | 129.5785 | 129.5785 | 129.5785 | 476.0564 | 129.5785 | 846.1662 | 129.5785 | 534.0282 | 112.0013
|  | 3618 | 5 | 738 | 18 | 151 | 31 | 4 | 22 | 20.03 | 3.71 | 42 | 99969 | 10.361 | 25.4297 | -94.8098 | 0.2 | 124.4722 | 106.8208 | 106.8208 | 106.8208 | 106.8208 | 106.8208 | 316.5971 | 106.8208 | 228.4598 | 145.2006 | 145.2006 | 145.2006 | 203.497 | 145.2006 | 364.3127 | 145.2006 | 261.0552 | 160.9604
|  | 3619 | 5 | 739 | 19 | 151 | 31 | 4 | 22 | 19.24 | 3.73 | 40 | 99966 | 10.005 | 15.6763 | -105.4326 | 0.2 | 241.9751 | 68.1929 | 68.1929 | 68.1929 | 68.1929 | 68.1929 | 697.7056 | 68.1929 | 320.9432 | 68.4654 | 68.4654 | 68.4654 | 75.178 | 68.4654 | 643.1933 | 68.4654 | 243.9787 | 60.7034
|  | 3620 | 5 | 740 | 20 | 151 | 31 | 4 | 22 | 18.44 | 3.75 | 41 | 100012 | 9.644 | 6.4079 | -116.0239 | 0.2 | 244.9374 | 33.7758 | 33.7758 | 33.7758 | 33.7758 | 33.7758 | 466.2636 | 33.7758 | 227.6873 | 40.1533 | 40.1533 | 40.1533 | 40.1533 | 40.1533 | 384.1886 | 40.1533 | 94.4134 | 40.3617
|  | 3621 | 5 | 741 | 21 | 151 | 31 | 4 | 22 | 17.65 | 3.77 | 41 | 100058 | 9.299 | 0 | -127.1028 | 0.2 | 0 | 0 | 0 | 0 | 0 | 0 | 0 | 0 | 0 | 0 | 0 | 0 | 0 | 0 | 0 | 0 | 0 | 0
|  | 3622 | 5 | 742 | 22 | 151 | 31 | 4 | 22 | 16.86 | 3.79 | 41 | 100103 | 8.962 | 0 | -139.0524 | 0.2 | 0 | 0 | 0 | 0 | 0 | 0 | 0 | 0 | 0 | 0 | 0 | 0 | 0 | 0 | 0 | 0 | 0 | 0
|  | 3623 | 5 | 743 | 23 | 151 | 31 | 4 | 22 | 16.07 | 3.81 | 43 | 100107 | 8.635 | 0 | -152.0842 | 0.2 | 0 | 0 | 0 | 0 | 0 | 0 | 0 | 0 | 0 | 0 | 0 | 0 | 0 | 0 | 0 | 0 | 0 | 0
|  | 3624 | 5 | 744 | 24 | 151 | 31 | 4 | 22 | 15.28 | 3.83 | 45 | 100110 | 8.318 | 0 | -166.1394 | 0.2 | 0 | 0 | 0 | 0 | 0 | 0 | 0 | 0 | 0 | 0 | 0 | 0 | 0 | 0 | 0 | 0 | 0 | 0
|  | 3625 | 6 | 1 | 1 | 152 | 1 | 5 | 22 | 14.49 | 3.85 | 46 | 100113 | 8.008 | 0 | 179.2241 | 0.2 | 0 | 0 | 0 | 0 | 0 | 0 | 0 | 0 | 0 | 0 | 0 | 0 | 0 | 0 | 0 | 0 | 0 | 0
|  | 3626 | 6 | 2 | 2 | 152 | 1 | 5 | 22 | 13.7 | 3.87 | 319 | 100221 | 7.698 | 0 | 164.6135 | 0.2 | 0 | 0 | 0 | 0 | 0 | 0 | 0 | 0 | 0 | 0 | 0 | 0 | 0 | 0 | 0 | 0 | 0 | 0
|  | 3627 | 6 | 3 | 3 | 152 | 1 | 5 | 22 | 12.91 | 3.89 | 324 | 100271 | 7.4 | 0 | 150.6784 | 0.2 | 0 | 0 | 0 | 0 | 0 | 0 | 0 | 0 | 0 | 0 | 0 | 0 | 0 | 0 | 0 | 0 | 0 | 0
|  | 3628 | 6 | 4 | 4 | 152 | 1 | 5 | 22 | 12.12 | 3.92 | 328 | 100320 | 7.111 | 0 | 137.7838 | 0.2 | 0 | 0 | 0 | 0 | 0 | 0 | 0 | 0 | 0 | 0 | 0 | 0 | 0 | 0 | 0 | 0 | 0 | 0
|  | 3629 | 6 | 5 | 5 | 152 | 1 | 5 | 22 | 11.33 | 3.94 | 328 | 100366 | 6.83 | 0 | 125.9551 | 0.2 | 0 | 0 | 0 | 0 | 0 | 0 | 0 | 0 | 0 | 0 | 0 | 0 | 0 | 0 | 0 | 0 | 0 | 0
|  | 3630 | 6 | 6 | 6 | 152 | 1 | 5 | 22 | 10.53 | 3.96 | 329 | 100411 | 6.553 | 7.482 | 114.9601 | 0.2 | 2.0396 | 2.0396 | 2.0396 | 2.0396 | 2.0396 | 2.0396 | 2.0396 | 2.0396 | 3.2765 | 3.2765 | 3.2765 | 3.2765 | 3.2765 | 3.2765 | 3.2765 | 3.2765 | 4 | 4
|  | 3631 | 6 | 7 | 7 | 152 | 1 | 5 | 22 | 9.74 | 3.98 | 330 | 100457 | 6.288 | 16.8127 | 104.4029 | 0.2 | 16.0486 | 16.0486 | 16.0486 | 16.0486 | 16.0486 | 16.0486 | 16.0486 | 16.0486 | 25.564 | 25.564 | 25.564 | 25.564 | 25.564 | 25.564 | 25.564 | 25.564 | 31 | 31
|  | 3632 | 6 | 8 | 8 | 152 | 1 | 5 | 22 | 8.95 | 4 | 331 | 100470 | 6.033 | 26.596 | 93.7493 | 0.2 | 120.7862 | 100.1237 | 415.4351 | 100.1237 | 100.1237 | 100.1237 | 100.1237 | 100.1237 | 243.001 | 116.5208 | 451.3492 | 116.5208 | 213.7798 | 116.5208 | 116.5208 | 116.5208 | 272.2028 | 113.9953
|  | 3633 | 6 | 9 | 9 | 152 | 1 | 5 | 22 | 8.16 | 4.02 | 331 | 100484 | 5.786 | 36.4967 | 82.2597 | 0.2 | 117.0977 | 117.0977 | 734.0476 | 117.0977 | 200.954 | 117.0977 | 117.0977 | 117.0977 | 363.339 | 96.8976 | 858.8839 | 96.8976 | 481.9298 | 96.8976 | 96.8976 | 96.8976 | 533.0116 | 72.3503
|  | 3634 | 6 | 10 | 10 | 152 | 1 | 5 | 22 | 11.37 | 4.03 | 332 | 100497 | 5.319 | 46.0924 | 68.8029 | 0.2 | 130.5454 | 130.5454 | 691.7454 | 130.5454 | 348.1881 | 130.5454 | 130.5454 | 130.5454 | 383.0364 | 94.7606 | 933.7613 | 94.7606 | 690.8296 | 94.7606 | 140.1047 | 94.7606 | 687.154 | 61.8278
|  | 3635 | 6 | 11 | 11 | 152 | 1 | 5 | 22 | 12.54 | 4.13 | 334 | 100470 | 5.428 | 54.7041 | 51.5532 | 0.2 | 163.3925 | 163.3925 | 503.684 | 163.3925 | 433.5574 | 163.3925 | 163.3925 | 163.3925 | 387.9692 | 145.0147 | 819.627 | 145.0147 | 770.04 | 145.0147 | 338.3822 | 145.0147 | 733.4749 | 119.7206
|  | 3636 | 6 | 12 | 12 | 152 | 1 | 5 | 22 | 13.72 | 4.24 | 335 | 100444 | 5.519 | 61.0939 | 28.0942 | 0.2 | 152.7804 | 152.7804 | 359.3762 | 152.7804 | 539.794 | 152.7804 | 152.7804 | 152.7804 | 397.0242 | 108.8797 | 816.7695 | 108.8797 | 944.3441 | 108.8797 | 524.5988 | 108.8797 | 868.1246 | 73.6132
|  | 3637 | 6 | 13 | 13 | 152 | 1 | 5 | 22 | 14.9 | 4.34 | 337 | 100418 | 5.586 | 63.3963 | -1.6343 | 0.2 | 143.618 | 143.618 | 143.618 | 143.618 | 583.1072 | 143.618 | 156.1573 | 143.618 | 392.6275 | 82.6566 | 694.5267 | 82.6566 | 1014.1592 | 82.6566 | 712.26 | 82.6566 | 915.9399 | 38.0856
|  | 3638 | 6 | 14 | 14 | 152 | 1 | 5 | 22 | 15.54 | 4.6 | 343 | 100434 | 5.681 | 60.5797 | -30.9065 | 0.2 | 171.5561 | 171.5561 | 171.5561 | 171.5561 | 513.1747 | 171.5561 | 376.0632 | 171.5561 | 402.2997 | 144.6263 | 499.2522 | 144.6263 | 885.4215 | 144.6263 | 788.469 | 144.6263 | 820.644 | 114.62
|  | 3639 | 6 | 15 | 15 | 152 | 1 | 5 | 22 | 16.19 | 4.86 | 349 | 100451 | 5.778 | 53.8747 | -53.6194 | 0.2 | 137.076 | 137.076 | 137.076 | 137.076 | 474.8368 | 137.076 | 595.5284 | 137.076 | 398.5422 | 85.7092 | 313.2004 | 85.7092 | 876.208 | 85.7092 | 961.5499 | 85.7092 | 826.18 | 46.0066
|  | 3640 | 6 | 16 | 16 | 152 | 1 | 5 | 22 | 16.83 | 5.12 | 355 | 100467 | 5.868 | 45.1139 | -70.3586 | 0.2 | 133.4419 | 133.4419 | 133.4419 | 133.4419 | 348.4581 | 133.4419 | 735.9012 | 133.4419 | 399.2368 | 97.1533 | 125.2731 | 97.1533 | 703.3157 | 97.1533 | 977.2793 | 97.1533 | 706.3326 | 64.1058
|  | 3641 | 6 | 17 | 17 | 152 | 1 | 5 | 22 | 16.41 | 4.65 | 359 | 100474 | 5.933 | 35.4606 | -83.5372 | 0.2 | 124.6854 | 124.6854 | 124.6854 | 124.6854 | 200.3291 | 124.6854 | 792.4549 | 124.6854 | 392.437 | 107.4579 | 107.4579 | 107.4579 | 499.4135 | 107.4579 | 918.1096 | 107.4579 | 563.97 | 85.3049
|  | 3642 | 6 | 18 | 18 | 152 | 1 | 5 | 22 | 16 | 4.18 | 3 | 100480 | 5.994 | 25.5549 | -94.8945 | 0.2 | 161.0069 | 104.737 | 104.737 | 104.737 | 104.737 | 104.737 | 761.8401 | 104.737 | 363.9245 | 101.153 | 101.153 | 101.153 | 284.3468 | 101.153 | 788.7777 | 101.153 | 402.9086 | 87.5635
|  | 3643 | 6 | 19 | 19 | 152 | 1 | 5 | 22 | 15.58 | 3.71 | 6 | 100487 | 6.044 | 15.8039 | -105.5078 | 0.2 | 199.3448 | 81.9387 | 81.9387 | 81.9387 | 81.9387 | 81.9387 | 505.0683 | 81.9387 | 268.8895 | 97.9847 | 97.9847 | 97.9847 | 102.8521 | 97.9847 | 485.0687 | 97.9847 | 222.8411 | 98.5513
|  | 3644 | 6 | 20 | 20 | 152 | 1 | 5 | 22 | 14.6 | 3.58 | 7 | 100539 | 5.847 | 6.5398 | -116.0885 | 0.2 | 69.2398 | 27.372 | 27.372 | 27.372 | 27.372 | 27.372 | 112.878 | 27.372 | 76.4651 | 39.1426 | 39.1426 | 39.1426 | 39.1426 | 39.1426 | 107.322 | 39.1426 | 55.0501 | 44.1358
|  | 3645 | 6 | 21 | 21 | 152 | 1 | 5 | 22 | 13.61 | 3.44 | 8 | 100592 | 5.645 | 0 | -127.1549 | 0.2 | 0 | 0 | 0 | 0 | 0 | 0 | 0 | 0 | 0 | 0 | 0 | 0 | 0 | 0 | 0 | 0 | 0 | 0
|  | 3646 | 6 | 22 | 22 | 152 | 1 | 5 | 22 | 12.63 | 3.31 | 8 | 100644 | 5.447 | 0 | -139.0884 | 0.2 | 0 | 0 | 0 | 0 | 0 | 0 | 0 | 0 | 0 | 0 | 0 | 0 | 0 | 0 | 0 | 0 | 0 | 0
|  | 3647 | 6 | 23 | 23 | 152 | 1 | 5 | 22 | 12.22 | 3.12 | 11 | 100674 | 5.434 | 0 | -152.0991 | 0.2 | 0 | 0 | 0 | 0 | 0 | 0 | 0 | 0 | 0 | 0 | 0 | 0 | 0 | 0 | 0 | 0 | 0 | 0
|  | 3648 | 6 | 24 | 24 | 152 | 1 | 5 | 22 | 11.8 | 2.93 | 13 | 100703 | 5.414 | 0 | -166.1286 | 0.2 | 0 | 0 | 0 | 0 | 0 | 0 | 0 | 0 | 0 | 0 | 0 | 0 | 0 | 0 | 0 | 0 | 0 | 0
|  | 3649 | 6 | 25 | 1 | 153 | 2 | 6 | 22 | 11.39 | 2.74 | 15 | 100733 | 5.394 | 0 | 179.2644 | 0.2 | 0 | 0 | 0 | 0 | 0 | 0 | 0 | 0 | 0 | 0 | 0 | 0 | 0 | 0 | 0 | 0 | 0 | 0
|  | 3650 | 6 | 26 | 2 | 153 | 2 | 6 | 22 | 10.82 | 2.76 | 22 | 100752 | 5.241 | 0 | 164.6785 | 0.2 | 0 | 0 | 0 | 0 | 0 | 0 | 0 | 0 | 0 | 0 | 0 | 0 | 0 | 0 | 0 | 0 | 0 | 0
|  | 3651 | 6 | 27 | 3 | 153 | 2 | 6 | 22 | 10.25 | 2.78 | 28 | 100772 | 5.09 | 0 | 150.7629 | 0.2 | 0 | 0 | 0 | 0 | 0 | 0 | 0 | 0 | 0 | 0 | 0 | 0 | 0 | 0 | 0 | 0 | 0 | 0
|  | 3652 | 6 | 28 | 4 | 153 | 2 | 6 | 22 | 9.68 | 2.8 | 34 | 100792 | 4.943 | 0 | 137.8823 | 0.2 | 0 | 0 | 0 | 0 | 0 | 0 | 0 | 0 | 0 | 0 | 0 | 0 | 0 | 0 | 0 | 0 | 0 | 0
|  | 3653 | 6 | 29 | 5 | 153 | 2 | 6 | 22 | 10.02 | 3.25 | 34 | 100808 | 5.143 | 0 | 126.0637 | 0.2 | 0 | 0 | 0 | 0 | 0 | 0 | 0 | 0 | 0 | 0 | 0 | 0 | 0 | 0 | 0 | 0 | 0 | 0
|  | 3654 | 6 | 30 | 6 | 153 | 2 | 6 | 22 | 10.36 | 3.7 | 34 | 100824 | 5.35 | 7.5619 | 115.0772 | 0.2 | 4.6067 | 4.6067 | 4.6067 | 4.6067 | 4.6067 | 4.6067 | 4.6067 | 4.6067 | 7.3847 | 7.3847 | 7.3847 | 7.3847 | 7.3847 | 7.3847 | 7.3847 | 7.3847 | 9 | 9
|  | 3655 | 6 | 31 | 7 | 153 | 2 | 6 | 22 | 10.7 | 4.15 | 33 | 100841 | 5.563 | 16.8856 | 104.5289 | 0.2 | 8.2385 | 8.2385 | 8.2385 | 8.2385 | 8.2385 | 8.2385 | 8.2385 | 8.2385 | 13.1628 | 13.1628 | 13.1628 | 13.1628 | 13.1628 | 13.1628 | 13.1628 | 13.1628 | 16 | 16
|  | 3656 | 6 | 32 | 8 | 153 | 2 | 6 | 22 | 11.84 | 4.29 | 36 | 100828 | 5.673 | 26.6653 | 93.8865 | 0.2 | 113.5115 | 96.9967 | 340.0863 | 96.9967 | 96.9967 | 96.9967 | 96.9967 | 96.9967 | 219.9356 | 121.7375 | 380.1482 | 121.7375 | 196.5802 | 121.7375 | 121.7375 | 121.7375 | 249.313 | 126.9546
|  | 3657 | 6 | 33 | 9 | 153 | 2 | 6 | 22 | 12.98 | 4.43 | 39 | 100815 | 5.762 | 36.5668 | 82.4119 | 0.2 | 111.7396 | 111.7396 | 775.2187 | 111.7396 | 200.1269 | 111.7396 | 111.7396 | 111.7396 | 374.781 | 86.205 | 906.4309 | 86.205 | 499.7796 | 86.205 | 86.205 | 86.205 | 557.0275 | 60.5322
|  | 3658 | 6 | 34 | 10 | 153 | 2 | 6 | 22 | 14.12 | 4.57 | 42 | 100801 | 5.825 | 46.1694 | 68.9732 | 0.2 | 154.707 | 154.707 | 557.3038 | 154.707 | 309.4657 | 154.707 | 154.707 | 154.707 | 363.0034 | 154.7367 | 757.1133 | 154.7367 | 581.8653 | 154.7367 | 187.7554 | 154.7367 | 588.7507 | 139.4584
|  | 3659 | 6 | 35 | 11 | 153 | 2 | 6 | 22 | 15.01 | 4.47 | 39 | 100749 | 5.799 | 54.7962 | 51.7379 | 0.2 | 183.4377 | 183.4377 | 297.5914 | 183.4377 | 273.4683 | 183.4377 | 183.4377 | 183.4377 | 331.5929 | 249.5432 | 475.973 | 249.5432 | 458.9154 | 249.5432 | 314.5353 | 249.5432 | 485.9937 | 279.9273
|  | 3660 | 6 | 36 | 12 | 153 | 2 | 6 | 22 | 15.91 | 4.37 | 37 | 100697 | 5.75 | 61.2096 | 28.261 | 0.2 | 189.6821 | 189.6821 | 238.0341 | 189.6821 | 279.628 | 189.6821 | 189.6821 | 189.6821 | 328.1845 | 260.3869 | 425.9758 | 260.3869 | 455.3871 | 260.3869 | 357.5959 | 260.3869 | 477.943 | 292.1169
|  | 3661 | 6 | 37 | 13 | 153 | 2 | 6 | 22 | 16.81 | 4.28 | 34 | 100644 | 5.672 | 63.533 | -1.558 | 0.2 | 203.8105 | 203.8105 | 203.8105 | 203.8105 | 264.6366 | 203.8105 | 205.4649 | 203.8105 | 343.3267 | 299.9149 | 385.1674 | 299.9149 | 429.3479 | 299.9149 | 387.5071 | 299.9149 | 473.0028 | 350.783
|  | 3662 | 6 | 38 | 14 | 153 | 2 | 6 | 22 | 16.71 | 3.93 | 37 | 100647 | 5.533 | 60.7197 | -30.9385 | 0.2 | 113.7505 | 113.7505 | 113.7505 | 113.7505 | 121.7925 | 113.7505 | 118.5709 | 113.7505 | 181.3905 | 175.2532 | 183.6685 | 175.2532 | 192.7637 | 175.2532 | 190.4856 | 175.2532 | 225 | 208.2786
|  | 3663 | 6 | 39 | 15 | 153 | 2 | 6 | 22 | 16.61 | 3.59 | 40 | 100651 | 5.394 | 54.0072 | -53.7011 | 0.2 | 156.7009 | 156.7009 | 156.7009 | 156.7009 | 177.5998 | 156.7009 | 185.1525 | 156.7009 | 257.3225 | 237.7332 | 251.982 | 237.7332 | 286.8781 | 237.7332 | 292.2186 | 237.7332 | 329.7802 | 281.1777
|  | 3664 | 6 | 40 | 16 | 153 | 2 | 6 | 22 | 16.51 | 3.24 | 42 | 100654 | 5.258 | 45.2393 | -70.4498 | 0.2 | 108.059 | 108.059 | 108.059 | 108.059 | 113.6503 | 108.059 | 123.8044 | 108.059 | 174.9981 | 167.0379 | 167.8181 | 167.0379 | 182.9054 | 167.0379 | 190.0854 | 167.0379 | 216 | 199.1512
|  | 3665 | 6 | 41 | 17 | 153 | 2 | 6 | 22 | 15.82 | 2.39 | 45 | 100631 | 5.365 | 35.5826 | -83.6239 | 0.2 | 113.6398 | 113.6398 | 113.6398 | 113.6398 | 118.3409 | 113.6398 | 155.7086 | 113.6398 | 192.2794 | 174.1878 | 174.1878 | 174.1878 | 198.9276 | 174.1878 | 225.3506 | 174.1878 | 237.6376 | 207.3512
|  | 3666 | 6 | 42 | 18 | 153 | 2 | 6 | 22 | 15.13 | 1.53 | 49 | 100608 | 5.453 | 25.6767 | -94.9731 | 0.2 | 89.1419 | 85.2023 | 85.2023 | 85.2023 | 85.2023 | 85.2023 | 130.4768 | 85.2023 | 149.4011 | 131.1661 | 131.1661 | 131.1661 | 143.8297 | 131.1661 | 178.6293 | 131.1661 | 178.4716 | 156.6229
|  | 3667 | 6 | 43 | 19 | 153 | 2 | 6 | 22 | 14.44 | 0.68 | 52 | 100585 | 5.52 | 15.928 | -105.5773 | 0.2 | 50.5279 | 45.5279 | 45.5279 | 45.5279 | 45.5279 | 45.5279 | 63.4635 | 45.5279 | 78.5598 | 71.2669 | 71.2669 | 71.2669 | 71.4887 | 71.2669 | 87.7067 | 71.2669 | 91 | 85.6862
|  | 3668 | 6 | 44 | 20 | 153 | 2 | 6 | 22 | 13.51 | 0.98 | 57 | 100595 | 5.615 | 6.6678 | -116.1479 | 0.2 | 8.2398 | 8.2398 | 8.2398 | 8.2398 | 8.2398 | 8.2398 | 8.2398 | 8.2398 | 13.1637 | 13.1637 | 13.1637 | 13.1637 | 13.1637 | 13.1637 | 13.1637 | 13.1637 | 16 | 16
|  | 3669 | 6 | 45 | 21 | 153 | 2 | 6 | 22 | 12.58 | 1.28 | 62 | 100605 | 5.676 | 0 | -127.202 | 0.2 | 0 | 0 | 0 | 0 | 0 | 0 | 0 | 0 | 0 | 0 | 0 | 0 | 0 | 0 | 0 | 0 | 0 | 0
|  | 3670 | 6 | 46 | 22 | 153 | 2 | 6 | 22 | 11.65 | 1.59 | 68 | 100615 | 5.709 | 0 | -139.1198 | 0.2 | 0 | 0 | 0 | 0 | 0 | 0 | 0 | 0 | 0 | 0 | 0 | 0 | 0 | 0 | 0 | 0 | 0 | 0
|  | 3671 | 6 | 47 | 23 | 153 | 2 | 6 | 22 | 11.12 | 1.21 | 65 | 100598 | 5.816 | 0 | -152.1102 | 0.2 | 0 | 0 | 0 | 0 | 0 | 0 | 0 | 0 | 0 | 0 | 0 | 0 | 0 | 0 | 0 | 0 | 0 | 0
|  | 3672 | 6 | 48 | 24 | 153 | 2 | 6 | 22 | 10.6 | 0.84 | 62 | 100582 | 5.912 | 0 | -166.1149 | 0.2 | 0 | 0 | 0 | 0 | 0 | 0 | 0 | 0 | 0 | 0 | 0 | 0 | 0 | 0 | 0 | 0 | 0 | 0
|  | 3673 | 6 | 49 | 1 | 154 | 3 | 7 | 22 | 10.07 | 0.47 | 59 | 100565 | 5.99 | 0 | 179.3063 | 0.2 | 0 | 0 | 0 | 0 | 0 | 0 | 0 | 0 | 0 | 0 | 0 | 0 | 0 | 0 | 0 | 0 | 0 | 0
|  | 3674 | 6 | 50 | 2 | 154 | 3 | 7 | 22 | 9.45 | 0.86 | 59 | 100549 | 5.868 | 0 | 164.7437 | 0.2 | 0 | 0 | 0 | 0 | 0 | 0 | 0 | 0 | 0 | 0 | 0 | 0 | 0 | 0 | 0 | 0 | 0 | 0
|  | 3675 | 6 | 51 | 3 | 154 | 3 | 7 | 22 | 8.83 | 1.24 | 59 | 100533 | 5.744 | 0 | 150.8465 | 0.2 | 0 | 0 | 0 | 0 | 0 | 0 | 0 | 0 | 0 | 0 | 0 | 0 | 0 | 0 | 0 | 0 | 0 | 0
|  | 3676 | 6 | 52 | 4 | 154 | 3 | 7 | 22 | 8.2 | 1.63 | 59 | 100516 | 5.616 | 0 | 137.979 | 0.2 | 0 | 0 | 0 | 0 | 0 | 0 | 0 | 0 | 0 | 0 | 0 | 0 | 0 | 0 | 0 | 0 | 0 | 0
|  | 3677 | 6 | 53 | 5 | 154 | 3 | 7 | 22 | 9.19 | 2.19 | 59 | 100507 | 5.923 | 0 | 126.1698 | 0.2 | 0 | 0 | 0 | 0 | 0 | 0 | 0 | 0 | 0 | 0 | 0 | 0 | 0 | 0 | 0 | 0 | 0 | 0
|  | 3678 | 6 | 54 | 6 | 154 | 3 | 7 | 22 | 10.18 | 2.76 | 59 | 100497 | 6.244 | 7.6359 | 115.1913 | 0.2 | 6.6743 | 6.6743 | 6.6743 | 6.6743 | 6.6743 | 6.6743 | 6.6743 | 6.6743 | 10.6809 | 10.6809 | 10.6809 | 10.6809 | 10.6809 | 10.6809 | 10.6809 | 10.6809 | 13 | 13
|  | 3679 | 6 | 55 | 7 | 154 | 3 | 7 | 22 | 11.17 | 3.32 | 60 | 100487 | 6.577 | 16.9526 | 104.6515 | 0.2 | 151.431 | 65.5803 | 393.9558 | 65.5803 | 65.5803 | 65.5803 | 65.5803 | 65.5803 | 206.7436 | 72.8792 | 378.2345 | 72.8792 | 85.3323 | 72.8792 | 72.8792 | 72.8792 | 170.6098 | 67.1477
|  | 3680 | 6 | 56 | 8 | 154 | 3 | 7 | 22 | 12.85 | 3.54 | 62 | 100441 | 6.771 | 26.7289 | 94.02 | 0.2 | 138.5323 | 97.8922 | 676.1696 | 97.8922 | 97.8922 | 97.8922 | 97.8922 | 97.8922 | 328.0161 | 92.8559 | 708.183 | 92.8559 | 270.5423 | 92.8559 | 92.8559 | 92.8559 | 369.8362 | 77.9096
|  | 3681 | 6 | 57 | 9 | 154 | 3 | 7 | 22 | 14.54 | 3.77 | 65 | 100395 | 6.913 | 36.6311 | 82.5599 | 0.2 | 120.0023 | 120.0023 | 719.2282 | 120.0023 | 198.2546 | 120.0023 | 120.0023 | 120.0023 | 364.7076 | 102.3283 | 843.757 | 102.3283 | 475.3731 | 102.3283 | 102.3283 | 102.3283 | 528.0014 | 78.6888
|  | 3682 | 6 | 58 | 10 | 154 | 3 | 7 | 22 | 16.23 | 3.99 | 67 | 100349 | 6.985 | 46.2403 | 69.1394 | 0.2 | 131.0139 | 131.0139 | 692.1527 | 131.0139 | 344.8501 | 131.0139 | 131.0139 | 131.0139 | 387.3926 | 95.1853 | 935.3827 | 95.1853 | 689.8026 | 95.1853 | 141.8126 | 95.1853 | 689.2696 | 62.1899
|  | 3683 | 6 | 59 | 11 | 154 | 3 | 7 | 22 | 17.35 | 3.99 | 63 | 100287 | 7.176 | 54.8819 | 51.9194 | 0.2 | 147.6317 | 147.6317 | 544.4115 | 147.6317 | 458.5298 | 147.6317 | 147.6317 | 147.6317 | 393.5888 | 106.6123 | 893.9926 | 106.6123 | 833.2651 | 106.6123 | 332.8613 | 106.6123 | 786.3274 | 69.5832
|  | 3684 | 6 | 60 | 12 | 154 | 3 | 7 | 22 | 18.47 | 3.99 | 58 | 100225 | 7.351 | 61.3184 | 28.4275 | 0.2 | 154.6664 | 154.6664 | 359.9453 | 154.6664 | 533.8865 | 154.6664 | 154.6664 | 154.6664 | 401.1771 | 111.9601 | 814.4803 | 111.9601 | 937.4753 | 111.9601 | 524.172 | 111.9601 | 865.09 | 76.8554
|  | 3685 | 6 | 61 | 13 | 154 | 3 | 7 | 22 | 19.6 | 3.99 | 54 | 100162 | 7.514 | 63.6633 | -1.4773 | 0.2 | 151.6287 | 151.6287 | 151.6287 | 151.6287 | 569.0121 | 151.6287 | 162.3925 | 151.6287 | 403.2147 | 101.9537 | 690.7382 | 101.9537 | 993.484 | 101.9537 | 705.9605 | 101.9537 | 908.1352 | 64.7044
|  | 3686 | 6 | 62 | 14 | 154 | 3 | 7 | 22 | 20.11 | 3.96 | 52 | 100149 | 7.56 | 60.8543 | -30.9629 | 0.2 | 143.0242 | 143.0242 | 143.0242 | 143.0242 | 551.181 | 143.0242 | 387.9098 | 143.0242 | 399.702 | 84.7451 | 515.1522 | 84.7451 | 976.9228 | 84.7451 | 861.4727 | 84.7451 | 894.9354 | 41.3622
|  | 3687 | 6 | 63 | 15 | 154 | 3 | 7 | 22 | 20.63 | 3.94 | 51 | 100136 | 7.607 | 54.1352 | -53.7749 | 0.2 | 139.711 | 139.711 | 139.711 | 139.711 | 470.7329 | 139.711 | 591.5791 | 139.711 | 403.438 | 89.6328 | 317.9868 | 89.6328 | 871.5736 | 89.6328 | 957.0248 | 89.6328 | 824.8245 | 50.0151
|  | 3688 | 6 | 64 | 16 | 154 | 3 | 7 | 22 | 21.14 | 3.92 | 50 | 100123 | 7.642 | 45.3609 | -70.5335 | 0.2 | 131.4377 | 131.4377 | 131.4377 | 131.4377 | 346.4861 | 131.4377 | 739.8455 | 131.4377 | 403.1786 | 93.1629 | 125.0315 | 93.1629 | 707.303 | 93.1629 | 985.4501 | 93.1629 | 712.9875 | 59.5108
|  | 3689 | 6 | 65 | 17 | 154 | 3 | 7 | 22 | 20.44 | 3.88 | 48 | 100100 | 7.742 | 35.7011 | -83.7038 | 0.2 | 127.0429 | 127.0429 | 127.0429 | 127.0429 | 199.4714 | 127.0429 | 783.494 | 127.0429 | 395.9177 | 111.5471 | 111.5471 | 111.5471 | 498.3471 | 111.5471 | 911.3134 | 111.5471 | 564.8079 | 90.2185
|  | 3690 | 6 | 66 | 18 | 154 | 3 | 7 | 22 | 19.75 | 3.83 | 46 | 100077 | 7.823 | 25.795 | -95.0455 | 0.2 | 162.6336 | 103.4195 | 103.4195 | 103.4195 | 103.4195 | 103.4195 | 774.1022 | 103.4195 | 369.6376 | 97.6675 | 97.6675 | 97.6675 | 285.8963 | 97.6675 | 802.0112 | 97.6675 | 408.3132 | 82.9035
|  | 3691 | 6 | 67 | 19 | 154 | 3 | 7 | 22 | 19.05 | 3.79 | 44 | 100054 | 7.877 | 16.0484 | -105.641 | 0.2 | 232.999 | 71.1327 | 71.1327 | 71.1327 | 71.1327 | 71.1327 | 649.2734 | 71.1327 | 312.2347 | 75.6584 | 75.6584 | 75.6584 | 83.3213 | 75.6584 | 606.5852 | 75.6584 | 243.6039 | 70.9007
|  | 3692 | 6 | 68 | 20 | 154 | 3 | 7 | 22 | 17.59 | 3.36 | 48 | 100071 | 7.781 | 6.7918 | -116.2019 | 0.2 | 122.5289 | 43.4595 | 43.4595 | 43.4595 | 43.4595 | 43.4595 | 204.1364 | 43.4595 | 130.363 | 59.3715 | 59.3715 | 59.3715 | 59.3715 | 59.3715 | 188.0682 | 59.3715 | 85.7102 | 64.3824
|  | 3693 | 6 | 69 | 21 | 154 | 3 | 7 | 22 | 16.13 | 2.93 | 51 | 100087 | 7.631 | 0 | -127.2442 | 0.2 | 0 | 0 | 0 | 0 | 0 | 0 | 0 | 0 | 0 | 0 | 0 | 0 | 0 | 0 | 0 | 0 | 0 | 0
|  | 3694 | 6 | 70 | 22 | 154 | 3 | 7 | 22 | 14.67 | 2.5 | 55 | 100103 | 7.439 | 0 | -139.1468 | 0.2 | 0 | 0 | 0 | 0 | 0 | 0 | 0 | 0 | 0 | 0 | 0 | 0 | 0 | 0 | 0 | 0 | 0 | 0
|  | 3695 | 6 | 71 | 23 | 154 | 3 | 7 | 22 | 13.99 | 2.14 | 59 | 100090 | 7.444 | 0 | -152.1176 | 0.2 | 0 | 0 | 0 | 0 | 0 | 0 | 0 | 0 | 0 | 0 | 0 | 0 | 0 | 0 | 0 | 0 | 0 | 0
|  | 3696 | 6 | 72 | 24 | 154 | 3 | 7 | 22 | 13.3 | 1.79 | 64 | 100077 | 7.429 | 0 | -166.0985 | 0.2 | 0 | 0 | 0 | 0 | 0 | 0 | 0 | 0 | 0 | 0 | 0 | 0 | 0 | 0 | 0 | 0 | 0 | 0
|  | 3697 | 6 | 73 | 1 | 155 | 4 | 1 | 23 | 12.62 | 1.43 | 68 | 100064 | 7.403 | 0 | 179.3495 | 0.2 | 0 | 0 | 0 | 0 | 0 | 0 | 0 | 0 | 0 | 0 | 0 | 0 | 0 | 0 | 0 | 0 | 0 | 0
|  | 3698 | 6 | 74 | 2 | 155 | 4 | 1 | 23 | 11.64 | 1.56 | 72 | 100044 | 7.283 | 0 | 164.8091 | 0.2 | 0 | 0 | 0 | 0 | 0 | 0 | 0 | 0 | 0 | 0 | 0 | 0 | 0 | 0 | 0 | 0 | 0 | 0
|  | 3699 | 6 | 75 | 3 | 155 | 4 | 1 | 23 | 10.66 | 1.69 | 76 | 100025 | 7.145 | 0 | 150.9292 | 0.2 | 0 | 0 | 0 | 0 | 0 | 0 | 0 | 0 | 0 | 0 | 0 | 0 | 0 | 0 | 0 | 0 | 0 | 0
|  | 3700 | 6 | 76 | 4 | 155 | 4 | 1 | 23 | 9.67 | 1.82 | 81 | 100005 | 6.987 | 0 | 138.0738 | 0.2 | 0 | 0 | 0 | 0 | 0 | 0 | 0 | 0 | 0 | 0 | 0 | 0 | 0 | 0 | 0 | 0 | 0 | 0
|  | 3701 | 6 | 77 | 5 | 155 | 4 | 1 | 23 | 10.92 | 1.65 | 79 | 100025 | 7.332 | 0 | 126.2734 | 0.2 | 0 | 0 | 0 | 0 | 0 | 0 | 0 | 0 | 0 | 0 | 0 | 0 | 0 | 0 | 0 | 0 | 0 | 0
|  | 3702 | 6 | 78 | 6 | 155 | 4 | 1 | 23 | 12.16 | 1.48 | 78 | 100044 | 7.673 | 7.704 | 115.3023 | 0.2 | 97.5862 | 21.354 | 182.608 | 21.354 | 21.354 | 21.354 | 21.354 | 21.354 | 94.1137 | 23.1479 | 154.2332 | 23.1479 | 23.1479 | 23.1479 | 23.1479 | 23.1479 | 43.8586 | 19.73
|  | 3703 | 6 | 79 | 7 | 155 | 4 | 1 | 23 | 13.41 | 1.31 | 77 | 100064 | 8.018 | 17.014 | 104.7706 | 0.2 | 196.6388 | 63.0557 | 569.6992 | 63.0557 | 63.0557 | 63.0557 | 63.0557 | 63.0557 | 269.6181 | 61.7904 | 533.4117 | 61.7904 | 80.703 | 61.7904 | 61.7904 | 61.7904 | 212.3259 | 51.9963
|  | 3704 | 6 | 80 | 8 | 155 | 4 | 1 | 23 | 15.56 | 1.59 | 73 | 100054 | 8.475 | 26.7867 | 94.1496 | 0.2 | 138.1477 | 92.7143 | 718.9373 | 92.7143 | 92.7143 | 92.7143 | 92.7143 | 92.7143 | 339.9095 | 83.6471 | 750.5898 | 83.6471 | 275.657 | 83.6471 | 83.6471 | 83.6471 | 385.0514 | 68.0751
|  | 3705 | 6 | 81 | 9 | 155 | 4 | 1 | 23 | 17.71 | 1.86 | 69 | 100044 | 8.868 | 36.6896 | 82.7037 | 0.2 | 114.9726 | 114.9726 | 760.28 | 114.9726 | 197.5955 | 114.9726 | 114.9726 | 114.9726 | 376.4139 | 92.0737 | 891.1384 | 92.0737 | 493.2604 | 92.0737 | 92.0737 | 92.0737 | 552.0234 | 67.2827
|  | 3706 | 6 | 82 | 10 | 155 | 4 | 1 | 23 | 19.87 | 2.14 | 64 | 100035 | 9.177 | 46.3052 | 69.3013 | 0.2 | 127.249 | 127.249 | 702.6725 | 127.249 | 344.6683 | 127.249 | 127.249 | 127.249 | 389.8475 | 88.3427 | 950.472 | 88.3427 | 697.3248 | 88.3427 | 136.7003 | 88.3427 | 698.3966 | 54.5852
|  | 3707 | 6 | 83 | 11 | 155 | 4 | 1 | 23 | 20.97 | 2 | 63 | 99999 | 9.127 | 54.9611 | 52.0974 | 0.2 | 150.6988 | 150.6988 | 534.9534 | 150.6988 | 449.8609 | 150.6988 | 150.6988 | 150.6988 | 397.4672 | 117.939 | 880.7157 | 117.939 | 820.5462 | 117.939 | 337.2977 | 117.939 | 782.0166 | 87.542
|  | 3708 | 6 | 84 | 12 | 155 | 4 | 1 | 23 | 22.07 | 1.86 | 61 | 99963 | 9.02 | 61.4205 | 28.5934 | 0.2 | 155.0013 | 155.0013 | 360.7053 | 155.0013 | 532.3928 | 155.0013 | 155.0013 | 155.0013 | 403.3579 | 112.3043 | 815.6687 | 112.3043 | 937.0701 | 112.3043 | 524.7593 | 112.3043 | 866.1624 | 77.1589
|  | 3709 | 6 | 85 | 13 | 155 | 4 | 1 | 23 | 23.18 | 1.72 | 60 | 99927 | 8.852 | 63.787 | -1.3922 | 0.2 | 157.4904 | 157.4904 | 157.4904 | 157.4904 | 559.9636 | 157.4904 | 167.2717 | 157.4904 | 405.7346 | 112.119 | 683.4097 | 112.119 | 974.9177 | 112.119 | 697.2426 | 112.119 | 893.218 | 75.5095
|  | 3710 | 6 | 86 | 14 | 155 | 4 | 1 | 23 | 23.57 | 2.14 | 59 | 99904 | 8.947 | 60.9834 | -30.9798 | 0.2 | 165.1174 | 165.1174 | 165.1174 | 165.1174 | 522.1613 | 165.1174 | 379.4797 | 165.1174 | 408.6567 | 130.239 | 509.5478 | 130.239 | 913.593 | 130.239 | 812.7018 | 130.239 | 848.0036 | 97.2176
|  | 3711 | 6 | 87 | 15 | 155 | 4 | 1 | 23 | 23.95 | 2.56 | 57 | 99881 | 9.033 | 54.2587 | -53.8406 | 0.2 | 150.3056 | 150.3056 | 150.3056 | 150.3056 | 461.7471 | 150.3056 | 576.47 | 150.3056 | 407.0612 | 108.6578 | 325.9398 | 108.6578 | 847.506 | 108.6578 | 928.6274 | 108.6578 | 804.8773 | 71.4297
|  | 3712 | 6 | 88 | 16 | 155 | 4 | 1 | 23 | 24.34 | 2.98 | 56 | 99858 | 9.126 | 45.4787 | -70.6098 | 0.2 | 143.7757 | 143.7757 | 143.7757 | 143.7757 | 342.1875 | 143.7757 | 707.5038 | 143.7757 | 405.1568 | 115.7491 | 146.8392 | 115.7491 | 685.7534 | 115.7491 | 944.0711 | 115.7491 | 693.2996 | 85.6034
|  | 3713 | 6 | 89 | 17 | 155 | 4 | 1 | 23 | 23.59 | 2.96 | 54 | 99868 | 9.485 | 35.816 | -83.7771 | 0.2 | 127.0849 | 127.0849 | 127.0849 | 127.0849 | 198.575 | 127.0849 | 782.7183 | 127.0849 | 397.4053 | 111.4158 | 111.4158 | 111.4158 | 498.5076 | 111.4158 | 911.5593 | 111.4158 | 565.9299 | 89.9895
|  | 3714 | 6 | 90 | 18 | 155 | 4 | 1 | 23 | 22.85 | 2.94 | 53 | 99877 | 9.798 | 25.9098 | -95.1118 | 0.2 | 165.4655 | 110.501 | 110.501 | 110.501 | 110.501 | 110.501 | 724.9329 | 110.501 | 363.1698 | 112.4026 | 112.4026 | 112.4026 | 285.4383 | 112.4026 | 758.773 | 112.4026 | 401.4656 | 101.7916
|  | 3715 | 6 | 91 | 19 | 155 | 4 | 1 | 23 | 22.1 | 2.92 | 51 | 99887 | 10.056 | 16.1651 | -105.6991 | 0.2 | 227.7329 | 79.4021 | 79.4021 | 79.4021 | 79.4021 | 79.4021 | 607.136 | 79.4021 | 305.6747 | 88.4296 | 88.4296 | 88.4296 | 95.9033 | 88.4296 | 573.9532 | 88.4296 | 243.6527 | 84.7525
|  | 3716 | 6 | 92 | 20 | 155 | 4 | 1 | 23 | 20.52 | 2.72 | 56 | 99936 | 9.487 | 6.9118 | -116.2506 | 0.2 | 131.6588 | 43.727 | 43.727 | 43.727 | 43.727 | 43.727 | 222.0304 | 43.727 | 138.4074 | 59.1891 | 59.1891 | 59.1891 | 59.1891 | 59.1891 | 202.3098 | 59.1891 | 87.9225 | 63.8228
|  | 3717 | 6 | 93 | 21 | 155 | 4 | 1 | 23 | 18.95 | 2.52 | 61 | 99985 | 8.933 | 0 | -127.2815 | 0.2 | 0 | 0 | 0 | 0 | 0 | 0 | 0 | 0 | 0 | 0 | 0 | 0 | 0 | 0 | 0 | 0 | 0 | 0
|  | 3718 | 6 | 94 | 22 | 155 | 4 | 1 | 23 | 17.37 | 2.32 | 65 | 100035 | 8.383 | 0 | -139.1693 | 0.2 | 0 | 0 | 0 | 0 | 0 | 0 | 0 | 0 | 0 | 0 | 0 | 0 | 0 | 0 | 0 | 0 | 0 | 0
|  | 3719 | 6 | 95 | 23 | 155 | 4 | 1 | 23 | 16.43 | 2.17 | 70 | 100038 | 8.275 | 0 | -152.1213 | 0.2 | 0 | 0 | 0 | 0 | 0 | 0 | 0 | 0 | 0 | 0 | 0 | 0 | 0 | 0 | 0 | 0 | 0 | 0
|  | 3720 | 6 | 96 | 24 | 155 | 4 | 1 | 23 | 15.49 | 2.02 | 75 | 100041 | 8.149 | 0 | -166.0795 | 0.2 | 0 | 0 | 0 | 0 | 0 | 0 | 0 | 0 | 0 | 0 | 0 | 0 | 0 | 0 | 0 | 0 | 0 | 0
|  | 3721 | 6 | 97 | 1 | 156 | 5 | 2 | 23 | 14.55 | 1.88 | 80 | 100044 | 8.004 | 0 | 179.3942 | 0.2 | 0 | 0 | 0 | 0 | 0 | 0 | 0 | 0 | 0 | 0 | 0 | 0 | 0 | 0 | 0 | 0 | 0 | 0
|  | 3722 | 6 | 98 | 2 | 156 | 5 | 2 | 23 | 13.69 | 1.98 | 83 | 100048 | 7.907 | 0 | 164.8745 | 0.2 | 0 | 0 | 0 | 0 | 0 | 0 | 0 | 0 | 0 | 0 | 0 | 0 | 0 | 0 | 0 | 0 | 0 | 0
|  | 3723 | 6 | 99 | 3 | 156 | 5 | 2 | 23 | 12.82 | 2.08 | 87 | 100051 | 7.787 | 0 | 151.0107 | 0.2 | 0 | 0 | 0 | 0 | 0 | 0 | 0 | 0 | 0 | 0 | 0 | 0 | 0 | 0 | 0 | 0 | 0 | 0
|  | 3724 | 6 | 100 | 4 | 156 | 5 | 2 | 23 | 11.95 | 2.18 | 91 | 100054 | 7.655 | 0 | 138.1667 | 0.2 | 0 | 0 | 0 | 0 | 0 | 0 | 0 | 0 | 0 | 0 | 0 | 0 | 0 | 0 | 0 | 0 | 0 | 0
|  | 3725 | 6 | 101 | 5 | 156 | 5 | 2 | 23 | 13.16 | 1.95 | 91 | 100084 | 8.075 | 0 | 126.3743 | 0.2 | 0 | 0 | 0 | 0 | 0 | 0 | 0 | 0 | 0 | 0 | 0 | 0 | 0 | 0 | 0 | 0 | 0 | 0
|  | 3726 | 6 | 102 | 6 | 156 | 5 | 2 | 23 | 14.36 | 1.73 | 90 | 100113 | 8.501 | 7.7662 | 115.4101 | 0.2 | 81.2186 | 20.2529 | 148.5881 | 20.2529 | 20.2529 | 20.2529 | 20.2529 | 20.2529 | 78.964 | 22.1531 | 126.6014 | 22.1531 | 22.1531 | 22.1531 | 22.1531 | 22.1531 | 38.2064 | 18.8294
|  | 3727 | 6 | 103 | 7 | 156 | 5 | 2 | 23 | 15.57 | 1.5 | 90 | 100143 | 8.942 | 17.0695 | 104.8861 | 0.2 | 194.5549 | 63.8703 | 555.4985 | 63.8703 | 63.8703 | 63.8703 | 63.8703 | 63.8703 | 266.4366 | 63.5779 | 521.6623 | 63.5779 | 81.6206 | 63.5779 | 63.5779 | 63.5779 | 210.4661 | 54.2652
|  | 3728 | 6 | 104 | 8 | 156 | 5 | 2 | 23 | 17.85 | 1.65 | 79 | 100143 | 9.39 | 26.8388 | 94.2752 | 0.2 | 139.6912 | 92.8231 | 719.7774 | 92.8231 | 92.8231 | 92.8231 | 92.8231 | 92.8231 | 341.7446 | 83.6618 | 751.9275 | 83.6618 | 275.4632 | 83.6618 | 83.6618 | 83.6618 | 386.1585 | 68.0423
|  | 3729 | 6 | 105 | 9 | 156 | 5 | 2 | 23 | 20.14 | 1.8 | 69 | 100143 | 9.738 | 36.7424 | 82.8432 | 0.2 | 115.4621 | 115.4621 | 760.133 | 115.4621 | 196.409 | 115.4621 | 115.4621 | 115.4621 | 378.4742 | 92.7343 | 891.5634 | 92.7343 | 492.9503 | 92.7343 | 92.7343 | 92.7343 | 553.0399 | 67.9959
|  | 3730 | 6 | 106 | 10 | 156 | 5 | 2 | 23 | 22.43 | 1.94 | 58 | 100143 | 9.945 | 46.364 | 69.4588 | 0.2 | 125.5072 | 125.5072 | 707.4488 | 125.5072 | 343.5638 | 125.5072 | 125.5072 | 125.5072 | 391.907 | 85.2247 | 957.5911 | 85.2247 | 700.2855 | 85.2247 | 134.6014 | 85.2247 | 702.9614 | 51.1907
|  | 3731 | 6 | 107 | 11 | 156 | 5 | 2 | 23 | 23.14 | 2.17 | 57 | 100117 | 9.254 | 55.0338 | 52.2716 | 0.2 | 146.3042 | 146.3042 | 548.3698 | 146.3042 | 457.3741 | 146.3042 | 146.3042 | 146.3042 | 397.6115 | 103.5649 | 901.8745 | 103.5649 | 837.5308 | 103.5649 | 333.2678 | 103.5649 | 792.8182 | 65.9036
|  | 3732 | 6 | 108 | 12 | 156 | 5 | 2 | 23 | 23.85 | 2.4 | 56 | 100090 | 8.481 | 61.5158 | 28.7583 | 0.2 | 152.8763 | 152.8763 | 361.3017 | 152.8763 | 532.6544 | 152.8763 | 152.8763 | 152.8763 | 404.5409 | 108.5296 | 820.4635 | 108.5296 | 941.6282 | 108.5296 | 525.7056 | 108.5296 | 871.4543 | 73.053
|  | 3733 | 6 | 109 | 13 | 156 | 5 | 2 | 23 | 24.57 | 2.63 | 55 | 100064 | 7.628 | 63.9043 | -1.303 | 0.2 | 143.5904 | 143.5904 | 143.5904 | 143.5904 | 575.4622 | 143.5904 | 153.4135 | 143.5904 | 400.4042 | 82.1483 | 698.8377 | 82.1483 | 1011.1632 | 82.1483 | 712.7297 | 82.1483 | 919.3436 | 37.3899
|  | 3734 | 6 | 110 | 14 | 156 | 5 | 2 | 23 | 24.78 | 3.26 | 52 | 100064 | 7.725 | 61.107 | -30.9892 | 0.2 | 140.8629 | 140.8629 | 140.8629 | 140.8629 | 549.9405 | 140.8629 | 386.5565 | 140.8629 | 403.0402 | 80.8832 | 518.5701 | 80.8832 | 981.5633 | 80.8832 | 866.0334 | 80.8832 | 901.9528 | 37.2764
|  | 3735 | 6 | 111 | 15 | 156 | 5 | 2 | 23 | 24.98 | 3.88 | 49 | 100064 | 7.821 | 54.3777 | -53.8983 | 0.2 | 137.2951 | 137.2951 | 137.2951 | 137.2951 | 469.2684 | 137.2951 | 592.5164 | 137.2951 | 406.5639 | 85.2937 | 319.4143 | 85.2937 | 876.045 | 85.2937 | 963.1946 | 85.2937 | 831.6358 | 45.3179
|  | 3736 | 6 | 112 | 16 | 156 | 5 | 2 | 23 | 25.19 | 4.5 | 46 | 100064 | 7.921 | 45.5925 | -70.6786 | 0.2 | 131.9772 | 131.9772 | 131.9772 | 131.9772 | 344.7446 | 131.9772 | 738.8202 | 131.9772 | 407.2907 | 93.5234 | 128.6372 | 93.5234 | 708.1893 | 93.5234 | 986.8428 | 93.5234 | 716.2395 | 59.738
|  | 3737 | 6 | 113 | 17 | 156 | 5 | 2 | 23 | 24.36 | 4 | 46 | 100067 | 8.414 | 35.9272 | -83.8436 | 0.2 | 123.7618 | 123.7618 | 123.7618 | 123.7618 | 196.6988 | 123.7618 | 799.948 | 123.7618 | 401.1167 | 104.222 | 104.222 | 104.222 | 504.2651 | 104.222 | 930.8268 | 104.222 | 573.7596 | 80.9501
|  | 3738 | 6 | 114 | 18 | 156 | 5 | 2 | 23 | 23.53 | 3.49 | 45 | 100071 | 8.838 | 26.021 | -95.172 | 0.2 | 161.6817 | 99.0977 | 99.0977 | 99.0977 | 99.0977 | 99.0977 | 790.5217 | 99.0977 | 375.381 | 91.4727 | 91.4727 | 91.4727 | 286.8739 | 91.4727 | 820.038 | 91.4727 | 416.2024 | 77.2793
|  | 3739 | 6 | 115 | 19 | 156 | 5 | 2 | 23 | 22.7 | 2.99 | 44 | 100074 | 9.198 | 16.278 | -105.7516 | 0.2 | 244.0633 | 70.8311 | 70.8311 | 70.8311 | 70.8311 | 70.8311 | 685.0014 | 70.8311 | 326.4464 | 72.1921 | 72.1921 | 72.1921 | 81.4591 | 72.1921 | 638.2367 | 72.1921 | 251.3763 | 65.0386
|  | 3740 | 6 | 116 | 20 | 156 | 5 | 2 | 23 | 21.14 | 2.81 | 49 | 100110 | 8.701 | 7.0276 | -116.294 | 0.2 | 145.6837 | 44.1327 | 44.1327 | 44.1327 | 44.1327 | 44.1327 | 249.6595 | 44.1327 | 150.8527 | 59.0623 | 59.0623 | 59.0623 | 59.0623 | 59.0623 | 224.3747 | 59.0623 | 91.5565 | 63.2963
|  | 3741 | 6 | 117 | 21 | 156 | 5 | 2 | 23 | 19.58 | 2.63 | 54 | 100146 | 8.208 | 0 | -127.3139 | 0.2 | 0 | 0 | 0 | 0 | 0 | 0 | 0 | 0 | 0 | 0 | 0 | 0 | 0 | 0 | 0 | 0 | 0 | 0
|  | 3742 | 6 | 118 | 22 | 156 | 5 | 2 | 23 | 18.02 | 2.46 | 59 | 100182 | 7.723 | 0 | -139.1876 | 0.2 | 0 | 0 | 0 | 0 | 0 | 0 | 0 | 0 | 0 | 0 | 0 | 0 | 0 | 0 | 0 | 0 | 0 | 0
|  | 3743 | 6 | 119 | 23 | 156 | 5 | 2 | 23 | 17.11 | 2.24 | 64 | 100185 | 7.871 | 0 | -152.1214 | 0.2 | 0 | 0 | 0 | 0 | 0 | 0 | 0 | 0 | 0 | 0 | 0 | 0 | 0 | 0 | 0 | 0 | 0 | 0
|  | 3744 | 6 | 120 | 24 | 156 | 5 | 2 | 23 | 16.19 | 2.02 | 69 | 100189 | 7.969 | 0 | -166.0579 | 0.2 | 0 | 0 | 0 | 0 | 0 | 0 | 0 | 0 | 0 | 0 | 0 | 0 | 0 | 0 | 0 | 0 | 0 | 0
|  | 3745 | 6 | 121 | 1 | 157 | 6 | 3 | 23 | 15.28 | 1.81 | 75 | 100192 | 8.034 | 0 | 179.44 | 0.2 | 0 | 0 | 0 | 0 | 0 | 0 | 0 | 0 | 0 | 0 | 0 | 0 | 0 | 0 | 0 | 0 | 0 | 0
|  | 3746 | 6 | 122 | 2 | 157 | 6 | 3 | 23 | 14.16 | 1.5 | 79 | 100185 | 7.997 | 0 | 164.9399 | 0.2 | 0 | 0 | 0 | 0 | 0 | 0 | 0 | 0 | 0 | 0 | 0 | 0 | 0 | 0 | 0 | 0 | 0 | 0
|  | 3747 | 6 | 123 | 3 | 157 | 6 | 3 | 23 | 13.03 | 1.19 | 83 | 100179 | 7.914 | 0 | 151.0911 | 0.2 | 0 | 0 | 0 | 0 | 0 | 0 | 0 | 0 | 0 | 0 | 0 | 0 | 0 | 0 | 0 | 0 | 0 | 0
|  | 3748 | 6 | 124 | 4 | 157 | 6 | 3 | 23 | 11.9 | 0.88 | 88 | 100172 | 7.798 | 0 | 138.2575 | 0.2 | 0 | 0 | 0 | 0 | 0 | 0 | 0 | 0 | 0 | 0 | 0 | 0 | 0 | 0 | 0 | 0 | 0 | 0
|  | 3749 | 6 | 125 | 5 | 157 | 6 | 3 | 23 | 13.25 | 0.94 | 87 | 100182 | 8.335 | 0 | 126.4725 | 0.2 | 0 | 0 | 0 | 0 | 0 | 0 | 0 | 0 | 0 | 0 | 0 | 0 | 0 | 0 | 0 | 0 | 0 | 0
|  | 3750 | 6 | 126 | 6 | 157 | 6 | 3 | 23 | 14.59 | 0.99 | 87 | 100192 | 8.892 | 7.8225 | 115.5147 | 0.2 | 76.1114 | 20.0954 | 137.4581 | 20.0954 | 20.0954 | 20.0954 | 20.0954 | 20.0954 | 74.3255 | 22.0831 | 117.7042 | 22.0831 | 22.0831 | 22.0831 | 22.0831 | 22.0831 | 36.649 | 18.7831
|  | 3751 | 6 | 127 | 7 | 157 | 6 | 3 | 23 | 15.93 | 1.05 | 86 | 100202 | 9.472 | 17.1194 | 104.9979 | 0.2 | 188.4842 | 65.943 | 523.3399 | 65.943 | 65.943 | 65.943 | 65.943 | 65.943 | 257.4079 | 67.6256 | 494.1866 | 67.6256 | 84.1085 | 67.6256 | 67.6256 | 67.6256 | 204.8124 | 58.9608
|  | 3752 | 6 | 128 | 8 | 157 | 6 | 3 | 23 | 18.28 | 1.4 | 77 | 100185 | 9.981 | 26.8853 | 94.3967 | 0.2 | 142.5953 | 96.7484 | 693.0362 | 96.7484 | 96.7484 | 96.7484 | 96.7484 | 96.7484 | 336.5118 | 89.688 | 725.7323 | 89.688 | 271.6746 | 89.688 | 89.688 | 89.688 | 376.9995 | 73.7848
|  | 3753 | 6 | 129 | 9 | 157 | 6 | 3 | 23 | 20.64 | 1.75 | 67 | 100169 | 10.385 | 36.7894 | 82.9782 | 0.2 | 115.5448 | 115.5448 | 760.8432 | 115.5448 | 195.0269 | 115.5448 | 115.5448 | 115.5448 | 380.3116 | 92.7146 | 892.8088 | 92.7146 | 492.7163 | 92.7146 | 92.7146 | 92.7146 | 554.136 | 67.9303
|  | 3754 | 6 | 130 | 10 | 157 | 6 | 3 | 23 | 23 | 2.1 | 58 | 100153 | 10.634 | 46.4169 | 69.6115 | 0.2 | 127.2928 | 127.2928 | 702.7823 | 127.2928 | 341.1836 | 127.2928 | 127.2928 | 127.2928 | 393.1567 | 88.2492 | 951.3329 | 88.2492 | 695.644 | 88.2492 | 137.4678 | 88.2492 | 699.5248 | 54.4296
|  | 3755 | 6 | 131 | 11 | 157 | 6 | 3 | 23 | 23.71 | 2 | 52 | 100133 | 10.343 | 55.1002 | 52.4418 | 0.2 | 146.2542 | 146.2542 | 548.3408 | 146.2542 | 455.4355 | 146.2542 | 146.2542 | 146.2542 | 398.969 | 103.4693 | 901.9114 | 103.4693 | 836.2174 | 103.4693 | 333.2751 | 103.4693 | 792.8683 | 65.7873
|  | 3756 | 6 | 132 | 12 | 157 | 6 | 3 | 23 | 24.42 | 1.9 | 45 | 100113 | 10.001 | 61.6042 | 28.9221 | 0.2 | 153.2239 | 153.2239 | 362.1592 | 153.2239 | 531.3651 | 153.2239 | 153.2239 | 153.2239 | 406.5914 | 108.8915 | 821.7172 | 108.8915 | 941.3639 | 108.8915 | 526.2381 | 108.8915 | 872.5267 | 73.3741
|  | 3757 | 6 | 133 | 13 | 157 | 6 | 3 | 23 | 25.14 | 1.81 | 39 | 100094 | 9.615 | 64.0148 | -1.2099 | 0.2 | 145.6647 | 145.6647 | 145.6647 | 145.6647 | 571.8333 | 145.6647 | 154.665 | 145.6647 | 402.5778 | 85.5278 | 697.5604 | 85.5278 | 1005.2713 | 85.5278 | 710.2887 | 85.5278 | 915.437 | 40.8919
|  | 3758 | 6 | 134 | 14 | 157 | 6 | 3 | 23 | 25.21 | 2.51 | 42 | 100081 | 9.434 | 61.2249 | -30.9911 | 0.2 | 145.2628 | 145.2628 | 145.2628 | 145.2628 | 544.8368 | 145.2628 | 385.2669 | 145.2628 | 405.6786 | 88.0776 | 518.5116 | 88.0776 | 970.7616 | 88.0776 | 857.9286 | 88.0776 | 893.4697 | 44.7401
|  | 3759 | 6 | 135 | 15 | 157 | 6 | 3 | 23 | 25.28 | 3.2 | 44 | 100067 | 9.251 | 54.492 | -53.948 | 0.2 | 142.0142 | 142.0142 | 142.0142 | 142.0142 | 465.7837 | 142.0142 | 586.7956 | 142.0142 | 409.2853 | 93.0144 | 323.717 | 93.0144 | 867.1646 | 93.0144 | 952.733 | 93.0144 | 824.5419 | 53.4977
|  | 3760 | 6 | 136 | 16 | 157 | 6 | 3 | 23 | 25.35 | 3.9 | 46 | 100054 | 9.066 | 45.7023 | -70.74 | 0.2 | 136.302 | 136.302 | 136.302 | 136.302 | 343.0655 | 136.302 | 728.051 | 136.302 | 409.0081 | 100.9731 | 136.7822 | 100.9731 | 701.4158 | 100.9731 | 973.6417 | 100.9731 | 710.4308 | 68.0401
|  | 3761 | 6 | 137 | 17 | 157 | 6 | 3 | 23 | 24.53 | 3.3 | 46 | 100041 | 9.612 | 36.0348 | -83.9034 | 0.2 | 125.596 | 125.596 | 125.596 | 125.596 | 196.7454 | 125.596 | 791.7276 | 125.596 | 401.9473 | 107.6509 | 107.6509 | 107.6509 | 502.5676 | 107.6509 | 923.2836 | 107.6509 | 572.4531 | 85.1058
|  | 3762 | 6 | 138 | 18 | 157 | 6 | 3 | 23 | 23.7 | 2.7 | 46 | 100028 | 10.077 | 26.1284 | -95.2261 | 0.2 | 165.6844 | 118.4127 | 118.4127 | 118.4127 | 118.4127 | 118.4127 | 635.2366 | 118.4127 | 344.0397 | 130.6086 | 130.6086 | 130.6086 | 277.1874 | 130.6086 | 676.0632 | 130.6086 | 379.7841 | 125.2187
|  | 3763 | 6 | 139 | 19 | 157 | 6 | 3 | 23 | 22.88 | 2.1 | 45 | 100015 | 10.477 | 16.387 | -105.7984 | 0.2 | 176.1973 | 81.1961 | 81.1961 | 81.1961 | 81.1961 | 81.1961 | 416.9597 | 81.1961 | 241.5302 | 101.7949 | 101.7949 | 101.7949 | 107.1782 | 101.7949 | 411.7749 | 101.7949 | 208.6617 | 106.0474
|  | 3764 | 6 | 140 | 20 | 157 | 6 | 3 | 23 | 21.3 | 2.12 | 51 | 100041 | 10.237 | 7.1393 | -116.3322 | 0.2 | 135.299 | 44.4463 | 44.4463 | 44.4463 | 44.4463 | 44.4463 | 228.0127 | 44.4463 | 142.1981 | 59.8153 | 59.8153 | 59.8153 | 59.8153 | 59.8153 | 207.7566 | 59.8153 | 89.8736 | 64.2194
|  | 3765 | 6 | 141 | 21 | 157 | 6 | 3 | 23 | 19.73 | 2.14 | 57 | 100067 | 9.945 | 0 | -127.3415 | 0.2 | 0 | 0 | 0 | 0 | 0 | 0 | 0 | 0 | 0 | 0 | 0 | 0 | 0 | 0 | 0 | 0 | 0 | 0
|  | 3766 | 6 | 142 | 22 | 157 | 6 | 3 | 23 | 18.15 | 2.17 | 62 | 100094 | 9.601 | 0 | -139.2015 | 0.2 | 0 | 0 | 0 | 0 | 0 | 0 | 0 | 0 | 0 | 0 | 0 | 0 | 0 | 0 | 0 | 0 | 0 | 0
|  | 3767 | 6 | 143 | 23 | 157 | 6 | 3 | 23 | 17.19 | 1.95 | 69 | 100077 | 9.53 | 0 | -152.118 | 0.2 | 0 | 0 | 0 | 0 | 0 | 0 | 0 | 0 | 0 | 0 | 0 | 0 | 0 | 0 | 0 | 0 | 0 | 0
|  | 3768 | 6 | 144 | 24 | 157 | 6 | 3 | 23 | 16.22 | 1.73 | 75 | 100061 | 9.424 | 0 | -166.0337 | 0.2 | 0 | 0 | 0 | 0 | 0 | 0 | 0 | 0 | 0 | 0 | 0 | 0 | 0 | 0 | 0 | 0 | 0 | 0
|  | 3769 | 6 | 145 | 1 | 158 | 7 | 4 | 23 | 15.26 | 1.52 | 82 | 100044 | 9.297 | 0 | 179.4871 | 0.2 | 0 | 0 | 0 | 0 | 0 | 0 | 0 | 0 | 0 | 0 | 0 | 0 | 0 | 0 | 0 | 0 | 0 | 0
|  | 3770 | 6 | 146 | 2 | 158 | 7 | 4 | 23 | 14.42 | 1.33 | 90 | 100005 | 9.156 | 0 | 165.0052 | 0.2 | 0 | 0 | 0 | 0 | 0 | 0 | 0 | 0 | 0 | 0 | 0 | 0 | 0 | 0 | 0 | 0 | 0 | 0
|  | 3771 | 6 | 147 | 3 | 158 | 7 | 4 | 23 | 13.58 | 1.14 | 99 | 99966 | 9.001 | 0 | 151.1703 | 0.2 | 0 | 0 | 0 | 0 | 0 | 0 | 0 | 0 | 0 | 0 | 0 | 0 | 0 | 0 | 0 | 0 | 0 | 0
|  | 3772 | 6 | 148 | 4 | 158 | 7 | 4 | 23 | 12.73 | 0.95 | 107 | 99927 | 8.828 | 0 | 138.3462 | 0.2 | 0 | 0 | 0 | 0 | 0 | 0 | 0 | 0 | 0 | 0 | 0 | 0 | 0 | 0 | 0 | 0 | 0 | 0
|  | 3773 | 6 | 149 | 5 | 158 | 7 | 4 | 23 | 14.16 | 0.95 | 107 | 99920 | 9.374 | 0 | 126.5679 | 0.2 | 0 | 0 | 0 | 0 | 0 | 0 | 0 | 0 | 0 | 0 | 0 | 0 | 0 | 0 | 0 | 0 | 0 | 0
|  | 3774 | 6 | 150 | 6 | 158 | 7 | 4 | 23 | 15.58 | 0.95 | 106 | 99913 | 9.924 | 7.8729 | 115.6159 | 0.2 | 85.8644 | 20.397 | 156.9408 | 20.397 | 20.397 | 20.397 | 20.397 | 20.397 | 83.249 | 22.1503 | 133.5076 | 22.1503 | 22.1503 | 22.1503 | 22.1503 | 22.1503 | 39.6814 | 18.7421
|  | 3775 | 6 | 151 | 7 | 158 | 7 | 4 | 23 | 17 | 0.95 | 106 | 99907 | 10.484 | 17.1636 | 105.1059 | 0.2 | 186.7135 | 66.7563 | 511.1563 | 66.7563 | 66.7563 | 66.7563 | 66.7563 | 66.7563 | 254.6429 | 69.2925 | 484.0586 | 69.2925 | 84.9978 | 69.2925 | 69.2925 | 69.2925 | 203.1769 | 61.0091
|  | 3776 | 6 | 152 | 8 | 158 | 7 | 4 | 23 | 19.25 | 1.32 | 97 | 99874 | 10.997 | 26.9263 | 94.5139 | 0.2 | 144.0311 | 96.1874 | 702.2246 | 96.1874 | 96.1874 | 96.1874 | 96.1874 | 96.1874 | 340.3276 | 88.1656 | 735.03 | 88.1656 | 272.6665 | 88.1656 | 88.1656 | 88.1656 | 380.5988 | 71.8315
|  | 3777 | 6 | 153 | 9 | 158 | 7 | 4 | 23 | 21.5 | 1.7 | 89 | 99841 | 11.391 | 36.8308 | 83.1085 | 0.2 | 116.83 | 116.83 | 752.5212 | 116.83 | 193.6615 | 116.83 | 116.83 | 116.83 | 380.1008 | 95.3318 | 883.9304 | 95.3318 | 488.7568 | 95.3318 | 95.3318 | 95.3318 | 550.6106 | 71.055
|  | 3778 | 6 | 154 | 10 | 158 | 7 | 4 | 23 | 23.76 | 2.07 | 81 | 99809 | 11.634 | 46.4639 | 69.7594 | 0.2 | 127.7268 | 127.7268 | 703.3129 | 127.7268 | 339.964 | 127.7268 | 127.7268 | 127.7268 | 395.2272 | 88.7604 | 952.3023 | 88.7604 | 695.3759 | 88.7604 | 138.3008 | 88.7604 | 700.5717 | 54.925
|  | 3779 | 6 | 155 | 11 | 158 | 7 | 4 | 23 | 24.51 | 2.01 | 68 | 99750 | 11.311 | 55.1602 | 52.6077 | 0.2 | 144.5798 | 144.5798 | 551.8616 | 144.5798 | 455.8835 | 144.5798 | 144.5798 | 144.5798 | 400.7288 | 100.0802 | 908.8455 | 100.0802 | 840.9788 | 100.0802 | 332.862 | 100.0802 | 798.3131 | 61.8281
|  | 3780 | 6 | 156 | 12 | 158 | 7 | 4 | 23 | 25.27 | 1.95 | 55 | 99691 | 10.938 | 61.6858 | 29.0843 | 0.2 | 145.905 | 145.905 | 364.8161 | 145.905 | 539.4647 | 145.905 | 145.905 | 145.905 | 402.9422 | 90.1687 | 836.0244 | 90.1687 | 959.5196 | 90.1687 | 526.4374 | 90.1687 | 883.0381 | 47.1499
|  | 3781 | 6 | 157 | 13 | 158 | 7 | 4 | 23 | 26.03 | 1.89 | 42 | 99632 | 10.501 | 64.1188 | -1.113 | 0.2 | 145.595 | 145.595 | 145.595 | 145.595 | 569.9365 | 145.595 | 153.8391 | 145.595 | 403.9158 | 85.3995 | 698.1411 | 85.3995 | 1004.0254 | 85.3995 | 709.8 | 85.3995 | 915.5335 | 40.7419
|  | 3782 | 6 | 158 | 14 | 158 | 7 | 4 | 23 | 26.15 | 2.37 | 36 | 99589 | 10.127 | 61.3371 | -30.9856 | 0.2 | 156.8193 | 156.8193 | 156.8193 | 156.8193 | 530.1943 | 156.8193 | 381.0382 | 156.8193 | 413.3007 | 113.9443 | 518.77 | 113.9443 | 941.3327 | 113.9443 | 835.8635 | 113.9443 | 875.3586 | 78.6297
|  | 3783 | 6 | 159 | 15 | 158 | 7 | 4 | 23 | 26.26 | 2.86 | 31 | 99546 | 9.74 | 54.6016 | -53.9897 | 0.2 | 142.0468 | 142.0468 | 142.0468 | 142.0468 | 464.7224 | 142.0468 | 586.003 | 142.0468 | 410.8585 | 92.9065 | 325.1002 | 92.9065 | 867.1907 | 92.9065 | 952.949 | 92.9065 | 825.6556 | 53.328
|  | 3784 | 6 | 160 | 16 | 158 | 7 | 4 | 23 | 26.38 | 3.34 | 25 | 99504 | 9.355 | 45.8081 | -70.794 | 0.2 | 138.0932 | 138.0932 | 138.0932 | 138.0932 | 341.6194 | 138.0932 | 722.3429 | 138.0932 | 410.2152 | 104.1366 | 141.0031 | 104.1366 | 698.0447 | 104.1366 | 967.2569 | 104.1366 | 708.021 | 71.6343
|  | 3785 | 6 | 161 | 17 | 158 | 7 | 4 | 23 | 25.45 | 3.16 | 30 | 99471 | 9.962 | 36.1385 | -83.9564 | 0.2 | 123.8675 | 123.8675 | 123.8675 | 123.8675 | 194.3393 | 123.8675 | 789.4919 | 123.8675 | 399.3572 | 103.5661 | 103.5661 | 103.5661 | 499.0194 | 103.5661 | 919.8558 | 103.5661 | 567.7769 | 78.9932
|  | 3786 | 6 | 162 | 18 | 158 | 7 | 4 | 23 | 24.51 | 2.98 | 36 | 99438 | 10.467 | 26.2321 | -95.274 | 0.2 | 167.9072 | 110.1919 | 110.1919 | 110.1919 | 110.1919 | 110.1919 | 735.4277 | 110.1919 | 369.9701 | 110.3812 | 110.3812 | 110.3812 | 288.3484 | 110.3812 | 771.2677 | 110.3812 | 408.1376 | 98.7388
|  | 3787 | 6 | 163 | 19 | 158 | 7 | 4 | 23 | 23.58 | 2.8 | 42 | 99405 | 10.891 | 16.4921 | -105.8395 | 0.2 | 233.5469 | 80.0478 | 80.0478 | 80.0478 | 80.0478 | 80.0478 | 621.0766 | 80.0478 | 314.3757 | 88.1015 | 88.1015 | 88.1015 | 97.2953 | 88.1015 | 588.4006 | 88.1015 | 250.2289 | 83.7279
|  | 3788 | 6 | 164 | 20 | 158 | 7 | 4 | 23 | 22.33 | 2.88 | 52 | 99405 | 10.616 | 7.2466 | -116.3652 | 0.2 | 31.8045 | 22.9731 | 22.9731 | 22.9731 | 22.9731 | 22.9731 | 40.791 | 22.9731 | 44.1075 | 36.0747 | 36.0747 | 36.0747 | 36.0747 | 36.0747 | 50.4619 | 36.0747 | 46 | 43.4713
|  | 3789 | 6 | 165 | 21 | 158 | 7 | 4 | 23 | 21.07 | 2.96 | 63 | 99405 | 10.308 | 0 | -127.3643 | 0.2 | 0 | 0 | 0 | 0 | 0 | 0 | 0 | 0 | 0 | 0 | 0 | 0 | 0 | 0 | 0 | 0 | 0 | 0
|  | 3790 | 6 | 166 | 22 | 158 | 7 | 4 | 23 | 19.82 | 3.03 | 73 | 99405 | 9.986 | 0 | -139.2113 | 0.2 | 0 | 0 | 0 | 0 | 0 | 0 | 0 | 0 | 0 | 0 | 0 | 0 | 0 | 0 | 0 | 0 | 0 | 0
|  | 3791 | 6 | 167 | 23 | 158 | 7 | 4 | 23 | 19.25 | 2.42 | 73 | 99369 | 10.09 | 0 | -152.1111 | 0.2 | 0 | 0 | 0 | 0 | 0 | 0 | 0 | 0 | 0 | 0 | 0 | 0 | 0 | 0 | 0 | 0 | 0 | 0
|  | 3792 | 6 | 168 | 24 | 158 | 7 | 4 | 23 | 18.69 | 1.8 | 72 | 99333 | 10.178 | 0 | -166.0072 | 0.2 | 0 | 0 | 0 | 0 | 0 | 0 | 0 | 0 | 0 | 0 | 0 | 0 | 0 | 0 | 0 | 0 | 0 | 0
|  | 3793 | 6 | 169 | 1 | 159 | 8 | 5 | 23 | 18.12 | 1.19 | 72 | 99297 | 10.242 | 0 | 179.5352 | 0.2 | 0 | 0 | 0 | 0 | 0 | 0 | 0 | 0 | 0 | 0 | 0 | 0 | 0 | 0 | 0 | 0 | 0 | 0
|  | 3794 | 6 | 170 | 2 | 159 | 8 | 5 | 23 | 17.29 | 1.54 | 127 | 99274 | 10.234 | 0 | 165.0703 | 0.2 | 0 | 0 | 0 | 0 | 0 | 0 | 0 | 0 | 0 | 0 | 0 | 0 | 0 | 0 | 0 | 0 | 0 | 0
|  | 3795 | 6 | 171 | 3 | 159 | 8 | 5 | 23 | 16.45 | 1.89 | 182 | 99251 | 10.19 | 0 | 151.2481 | 0.2 | 0 | 0 | 0 | 0 | 0 | 0 | 0 | 0 | 0 | 0 | 0 | 0 | 0 | 0 | 0 | 0 | 0 | 0
|  | 3796 | 6 | 172 | 4 | 159 | 8 | 5 | 23 | 15.61 | 2.23 | 236 | 99229 | 10.12 | 0 | 138.4327 | 0.2 | 0 | 0 | 0 | 0 | 0 | 0 | 0 | 0 | 0 | 0 | 0 | 0 | 0 | 0 | 0 | 0 | 0 | 0
|  | 3797 | 6 | 173 | 5 | 159 | 8 | 5 | 23 | 15.78 | 2.27 | 236 | 99245 | 10.193 | 0 | 126.6603 | 0.2 | 0 | 0 | 0 | 0 | 0 | 0 | 0 | 0 | 0 | 0 | 0 | 0 | 0 | 0 | 0 | 0 | 0 | 0
|  | 3798 | 6 | 174 | 6 | 159 | 8 | 5 | 23 | 15.95 | 2.3 | 236 | 99261 | 10.267 | 7.9175 | 115.7136 | 0.2 | 2.0399 | 2.0399 | 2.0399 | 2.0399 | 2.0399 | 2.0399 | 2.0399 | 2.0399 | 3.2768 | 3.2768 | 3.2768 | 3.2768 | 3.2768 | 3.2768 | 3.2768 | 3.2768 | 4 | 4
|  | 3799 | 6 | 175 | 7 | 159 | 8 | 5 | 23 | 16.12 | 2.33 | 235 | 99278 | 10.341 | 17.2021 | 105.2099 | 0.2 | 8.7578 | 8.7578 | 8.7578 | 8.7578 | 8.7578 | 8.7578 | 8.7578 | 8.7578 | 13.9885 | 13.9885 | 13.9885 | 13.9885 | 13.9885 | 13.9885 | 13.9885 | 13.9885 | 17 | 17
|  | 3800 | 6 | 176 | 8 | 159 | 8 | 5 | 23 | 16.47 | 1.71 | 236 | 99265 | 10.627 | 26.9616 | 94.6267 | 0.2 | 33.5005 | 33.5005 | 33.5005 | 33.5005 | 33.5005 | 33.5005 | 33.5005 | 33.5005 | 53.0375 | 53.0375 | 53.0375 | 53.0375 | 53.0375 | 53.0375 | 53.0375 | 53.0375 | 64 | 64
|  | 3801 | 6 | 177 | 9 | 159 | 8 | 5 | 23 | 16.82 | 1.1 | 236 | 99251 | 10.919 | 36.8666 | 83.234 | 0.2 | 72.3431 | 72.3431 | 79.537 | 72.3431 | 73.1966 | 72.3431 | 72.3431 | 72.3431 | 116.3355 | 113.0976 | 122.0258 | 113.0976 | 117.5425 | 113.0976 | 113.0976 | 113.0976 | 141 | 135.5674
|  | 3802 | 6 | 178 | 10 | 159 | 8 | 5 | 23 | 17.18 | 0.48 | 237 | 99238 | 11.226 | 46.5051 | 69.9023 | 0.2 | 160.4611 | 160.4611 | 354.1451 | 160.4611 | 231.3306 | 160.4611 | 160.4611 | 160.4611 | 310.7468 | 207.1533 | 497.8143 | 207.1533 | 410.9713 | 207.1533 | 223.9038 | 207.1533 | 441.3125 | 223.9397
|  | 3803 | 6 | 179 | 11 | 159 | 8 | 5 | 23 | 17.59 | 0.57 | 236 | 99193 | 11.654 | 55.2139 | 52.7691 | 0.2 | 164.5488 | 164.5488 | 502.2321 | 164.5488 | 421.1519 | 164.5488 | 164.5488 | 164.5488 | 397.2789 | 147.0073 | 817.5029 | 147.0073 | 760.1706 | 147.0073 | 339.9466 | 147.0073 | 732.5332 | 121.9925
|  | 3804 | 6 | 180 | 12 | 159 | 8 | 5 | 23 | 18 | 0.65 | 236 | 99147 | 12.097 | 61.7607 | 29.2446 | 0.2 | 153.2518 | 153.2518 | 363.2989 | 153.2518 | 528.4001 | 153.2518 | 153.2518 | 153.2518 | 409.5498 | 108.7589 | 823.3454 | 108.7589 | 940.0896 | 108.7589 | 526.294 | 108.7589 | 873.6974 | 73.1665
|  | 3805 | 6 | 181 | 13 | 159 | 8 | 5 | 23 | 18.41 | 0.73 | 236 | 99101 | 12.554 | 64.216 | -1.0126 | 0.2 | 174.8325 | 174.8325 | 174.8325 | 174.8325 | 519.6579 | 174.8325 | 180.9275 | 174.8325 | 419.9671 | 158.9732 | 659.4857 | 158.9732 | 907.6239 | 158.9732 | 668.1053 | 158.9732 | 855.4939 | 141.5674
|  | 3806 | 6 | 182 | 14 | 159 | 8 | 5 | 23 | 19.57 | 1.21 | 278 | 99117 | 11.639 | 61.4435 | -30.9728 | 0.2 | 158.5541 | 158.5541 | 158.5541 | 158.5541 | 526.5263 | 158.5541 | 379.4163 | 158.5541 | 414.4987 | 117.0899 | 518.5212 | 117.0899 | 934.89 | 117.0899 | 830.8675 | 117.0899 | 870.6492 | 82.0775
|  | 3807 | 6 | 183 | 15 | 159 | 8 | 5 | 23 | 20.74 | 1.69 | 320 | 99134 | 10.52 | 54.7064 | -54.0232 | 0.2 | 153.3855 | 153.3855 | 153.3855 | 153.3855 | 451.215 | 153.3855 | 563.6624 | 153.3855 | 415.1863 | 119.3499 | 335.674 | 119.3499 | 836.3807 | 119.3499 | 915.893 | 119.3499 | 804.6441 | 88.4388
|  | 3808 | 6 | 184 | 16 | 159 | 8 | 5 | 23 | 21.9 | 2.17 | 3 | 99150 | 9.159 | 45.9097 | -70.8404 | 0.2 | 171.2825 | 171.2825 | 171.2825 | 171.2825 | 298.7747 | 171.2825 | 538.2241 | 171.2825 | 386.6245 | 193.2296 | 217.3082 | 193.2296 | 566.9257 | 193.2296 | 736.242 | 193.2296 | 594.4707 | 193.4767
|  | 3809 | 6 | 185 | 17 | 159 | 8 | 5 | 23 | 20.92 | 2.52 | 1 | 99127 | 9.249 | 36.2383 | -84.0028 | 0.2 | 149.824 | 149.824 | 149.824 | 149.824 | 186.9031 | 149.824 | 502.7721 | 149.824 | 338.7338 | 181.0304 | 181.0304 | 181.0304 | 391.1717 | 181.0304 | 614.5248 | 181.0304 | 447.3422 | 187.2367
|  | 3810 | 6 | 186 | 18 | 159 | 8 | 5 | 23 | 19.94 | 2.88 | 359 | 99104 | 9.294 | 26.3319 | -95.3159 | 0.2 | 168.4324 | 108.164 | 108.164 | 108.164 | 108.164 | 108.164 | 755.8889 | 108.164 | 375.635 | 105.3595 | 105.3595 | 105.3595 | 290.4025 | 105.3595 | 791.0294 | 105.3595 | 414.0084 | 92.0496
|  | 3811 | 6 | 187 | 19 | 159 | 8 | 5 | 23 | 18.96 | 3.24 | 356 | 99081 | 9.296 | 16.5931 | -105.8751 | 0.2 | 172.8148 | 81.7096 | 81.7096 | 81.7096 | 81.7096 | 81.7096 | 402.0649 | 81.7096 | 237.5115 | 102.9133 | 102.9133 | 102.9133 | 108.6693 | 102.9133 | 399.6158 | 102.9133 | 206.6353 | 107.3899
|  | 3812 | 6 | 188 | 20 | 159 | 8 | 5 | 23 | 18.29 | 2.86 | 355 | 99088 | 9.567 | 7.3496 | -116.3931 | 0.2 | 44.059 | 24.9581 | 24.9581 | 24.9581 | 24.9581 | 24.9581 | 63.4482 | 24.9581 | 55.0993 | 37.674 | 37.674 | 37.674 | 37.674 | 37.674 | 68.8096 | 37.674 | 49.7125 | 44.1703
|  | 3813 | 6 | 189 | 21 | 159 | 8 | 5 | 23 | 17.62 | 2.49 | 353 | 99094 | 9.8 | 0 | -127.3824 | 0.2 | 0 | 0 | 0 | 0 | 0 | 0 | 0 | 0 | 0 | 0 | 0 | 0 | 0 | 0 | 0 | 0 | 0 | 0
|  | 3814 | 6 | 190 | 22 | 159 | 8 | 5 | 23 | 16.95 | 2.11 | 352 | 99101 | 9.993 | 0 | -139.2168 | 0.2 | 0 | 0 | 0 | 0 | 0 | 0 | 0 | 0 | 0 | 0 | 0 | 0 | 0 | 0 | 0 | 0 | 0 | 0
|  | 3815 | 6 | 191 | 23 | 159 | 8 | 5 | 23 | 16.67 | 2 | 345 | 99097 | 10.178 | 0 | -152.1008 | 0.2 | 0 | 0 | 0 | 0 | 0 | 0 | 0 | 0 | 0 | 0 | 0 | 0 | 0 | 0 | 0 | 0 | 0 | 0
|  | 3816 | 6 | 192 | 24 | 159 | 8 | 5 | 23 | 16.39 | 1.89 | 339 | 99094 | 10.354 | 0 | -165.9783 | 0.2 | 0 | 0 | 0 | 0 | 0 | 0 | 0 | 0 | 0 | 0 | 0 | 0 | 0 | 0 | 0 | 0 | 0 | 0
|  | 3817 | 6 | 193 | 1 | 160 | 9 | 6 | 23 | 16.11 | 1.78 | 332 | 99091 | 10.519 | 0 | 179.5844 | 0.2 | 0 | 0 | 0 | 0 | 0 | 0 | 0 | 0 | 0 | 0 | 0 | 0 | 0 | 0 | 0 | 0 | 0 | 0
|  | 3818 | 6 | 194 | 2 | 160 | 9 | 6 | 23 | 15.31 | 1.51 | 309 | 99140 | 10.225 | 0 | 165.1351 | 0.2 | 0 | 0 | 0 | 0 | 0 | 0 | 0 | 0 | 0 | 0 | 0 | 0 | 0 | 0 | 0 | 0 | 0 | 0
|  | 3819 | 6 | 195 | 3 | 160 | 9 | 6 | 23 | 14.51 | 1.24 | 286 | 99189 | 9.932 | 0 | 151.3245 | 0.2 | 0 | 0 | 0 | 0 | 0 | 0 | 0 | 0 | 0 | 0 | 0 | 0 | 0 | 0 | 0 | 0 | 0 | 0
|  | 3820 | 6 | 196 | 4 | 160 | 9 | 6 | 23 | 13.7 | 0.97 | 263 | 99238 | 9.631 | 0 | 138.5168 | 0.2 | 0 | 0 | 0 | 0 | 0 | 0 | 0 | 0 | 0 | 0 | 0 | 0 | 0 | 0 | 0 | 0 | 0 | 0
|  | 3821 | 6 | 197 | 5 | 160 | 9 | 6 | 23 | 13.89 | 1.43 | 265 | 99271 | 9.72 | 0 | 126.7498 | 0.2 | 0 | 0 | 0 | 0 | 0 | 0 | 0 | 0 | 0 | 0 | 0 | 0 | 0 | 0 | 0 | 0 | 0 | 0
|  | 3822 | 6 | 198 | 6 | 160 | 9 | 6 | 23 | 14.07 | 1.9 | 268 | 99304 | 9.803 | 7.9563 | 115.8078 | 0.2 | 55.0702 | 16.4264 | 96.3371 | 16.4264 | 16.4264 | 16.4264 | 16.4264 | 16.4264 | 55.5238 | 19.4261 | 84.7039 | 19.4261 | 19.4261 | 19.4261 | 19.4261 | 19.4261 | 30.5595 | 18.1535
|  | 3823 | 6 | 199 | 7 | 160 | 9 | 6 | 23 | 14.25 | 2.37 | 270 | 99337 | 9.886 | 17.2351 | 105.3099 | 0.2 | 40.655 | 38.1326 | 47.3466 | 38.1326 | 38.1326 | 38.1326 | 38.1326 | 38.1326 | 63.8463 | 59.9671 | 68.578 | 59.9671 | 60.2791 | 59.9671 | 59.9671 | 59.9671 | 75.2 | 72.2364
|  | 3824 | 6 | 200 | 8 | 160 | 9 | 6 | 23 | 15.27 | 2.51 | 274 | 99363 | 10.231 | 26.9915 | 94.735 | 0.2 | 19.7731 | 19.7731 | 19.7731 | 19.7731 | 19.7731 | 19.7731 | 19.7731 | 19.7731 | 31.4077 | 31.4077 | 31.4077 | 31.4077 | 31.4077 | 31.4077 | 31.4077 | 31.4077 | 38 | 38
|  | 3825 | 6 | 201 | 9 | 160 | 9 | 6 | 23 | 16.3 | 2.64 | 278 | 99389 | 10.578 | 36.8968 | 83.3546 | 0.2 | 49.9598 | 49.9598 | 50.5368 | 49.9598 | 50.027 | 49.9598 | 49.9598 | 49.9598 | 78.9347 | 78.6738 | 79.3902 | 78.6738 | 79.0297 | 78.6738 | 78.6738 | 78.6738 | 95 | 94.5638
|  | 3826 | 6 | 202 | 10 | 160 | 9 | 6 | 23 | 17.33 | 2.77 | 283 | 99415 | 10.919 | 46.5404 | 70.0399 | 0.2 | 65.2552 | 65.2552 | 67.6171 | 65.2552 | 66.113 | 65.2552 | 65.2552 | 65.2552 | 103.4074 | 102.1389 | 105.684 | 102.1389 | 104.6205 | 102.1389 | 102.3438 | 102.1389 | 125 | 122.3483
|  | 3827 | 6 | 203 | 11 | 160 | 9 | 6 | 23 | 17.92 | 2.29 | 285 | 99415 | 10.766 | 55.2613 | 52.9256 | 0.2 | 68.4882 | 68.4882 | 70.2991 | 68.4882 | 69.8565 | 68.4882 | 68.4882 | 68.4882 | 108.2126 | 106.8657 | 110.4606 | 106.8657 | 110.1477 | 106.8657 | 107.8997 | 106.8657 | 131 | 127.7269
|  | 3828 | 6 | 204 | 12 | 160 | 9 | 6 | 23 | 18.51 | 1.81 | 287 | 99415 | 10.583 | 61.8287 | 29.4028 | 0.2 | 79.4704 | 79.4704 | 81.0133 | 79.4704 | 82.2084 | 79.4704 | 79.4704 | 79.4704 | 125.6359 | 123.4224 | 128.663 | 123.4224 | 129.508 | 123.4224 | 126.4809 | 123.4224 | 153 | 147.1317
|  | 3829 | 6 | 205 | 13 | 160 | 9 | 6 | 23 | 19.1 | 1.32 | 290 | 99415 | 10.37 | 64.3065 | -0.909 | 0.2 | 85.3759 | 85.3759 | 85.3759 | 85.3759 | 88.9686 | 85.3759 | 85.4329 | 85.3759 | 135.0417 | 132.3013 | 137.5418 | 132.3013 | 140.1225 | 132.3013 | 137.6224 | 132.3013 | 165 | 157.5318
|  | 3830 | 6 | 206 | 14 | 160 | 9 | 6 | 23 | 18.73 | 2.53 | 289 | 99461 | 10.602 | 61.5441 | -30.9526 | 0.2 | 43.6962 | 43.6962 | 43.6962 | 43.6962 | 43.7914 | 43.6962 | 43.7533 | 43.6962 | 68.4764 | 68.3988 | 68.5033 | 68.3988 | 68.6111 | 68.3988 | 68.5842 | 68.3988 | 82 | 81.795
|  | 3831 | 6 | 207 | 15 | 160 | 9 | 6 | 23 | 18.37 | 3.73 | 289 | 99507 | 10.824 | 54.8064 | -54.0488 | 0.2 | 75.3812 | 75.3812 | 75.3812 | 75.3812 | 77.3306 | 75.3812 | 78.0692 | 75.3812 | 119.3931 | 117.4423 | 118.8708 | 117.4423 | 122.15 | 117.4423 | 122.6723 | 117.4423 | 145 | 140.2917
|  | 3832 | 6 | 208 | 16 | 160 | 9 | 6 | 23 | 18 | 4.94 | 289 | 99553 | 11.022 | 46.007 | -70.8795 | 0.2 | 64.2469 | 64.2469 | 64.2469 | 64.2469 | 65.0283 | 64.2469 | 66.5007 | 64.2469 | 101.7938 | 100.5992 | 100.7526 | 100.5992 | 102.8988 | 100.5992 | 103.94 | 100.5992 | 123 | 120.5292
|  | 3833 | 6 | 209 | 17 | 160 | 9 | 6 | 23 | 17.5 | 4.41 | 291 | 99573 | 10.818 | 36.3342 | -84.0424 | 0.2 | 74.1709 | 74.1709 | 74.1709 | 74.1709 | 75.0359 | 74.1709 | 82.4603 | 74.1709 | 119.5985 | 115.8757 | 115.8757 | 115.8757 | 120.8219 | 115.8757 | 126.0717 | 115.8757 | 145 | 138.8701
|  | 3834 | 6 | 210 | 18 | 160 | 9 | 6 | 23 | 17.01 | 3.88 | 293 | 99592 | 10.622 | 26.4277 | -95.3516 | 0.2 | 52.0686 | 51.643 | 51.643 | 51.643 | 51.643 | 51.643 | 56.1867 | 51.643 | 83.1457 | 81.2409 | 81.2409 | 81.2409 | 82.5437 | 81.2409 | 86.0576 | 81.2409 | 100 | 97.7318
|  | 3835 | 6 | 211 | 19 | 160 | 9 | 6 | 23 | 16.51 | 3.35 | 296 | 99612 | 10.419 | 16.69 | -105.9051 | 0.2 | 22.3586 | 22.3586 | 22.3586 | 22.3586 | 22.3586 | 22.3586 | 22.3586 | 22.3586 | 35.5288 | 35.5288 | 35.5288 | 35.5288 | 35.5288 | 35.5288 | 35.5288 | 35.5288 | 43 | 43
|  | 3836 | 6 | 212 | 20 | 160 | 9 | 6 | 23 | 15.65 | 3.01 | 283 | 99661 | 10.077 | 7.4481 | -116.4158 | 0.2 | 12.4275 | 12.4275 | 12.4275 | 12.4275 | 12.4275 | 12.4275 | 12.4275 | 12.4275 | 19.7935 | 19.7935 | 19.7935 | 19.7935 | 19.7935 | 19.7935 | 19.7935 | 19.7935 | 24 | 24
|  | 3837 | 6 | 213 | 21 | 160 | 9 | 6 | 23 | 14.8 | 2.66 | 271 | 99710 | 9.744 | 0 | -127.3958 | 0.2 | 0 | 0 | 0 | 0 | 0 | 0 | 0 | 0 | 0 | 0 | 0 | 0 | 0 | 0 | 0 | 0 | 0 | 0
|  | 3838 | 6 | 214 | 22 | 160 | 9 | 6 | 23 | 13.94 | 2.32 | 259 | 99759 | 9.408 | 0 | -139.2183 | 0.2 | 0 | 0 | 0 | 0 | 0 | 0 | 0 | 0 | 0 | 0 | 0 | 0 | 0 | 0 | 0 | 0 | 0 | 0
|  | 3839 | 6 | 215 | 23 | 160 | 9 | 6 | 23 | 13.74 | 1.94 | 257 | 99779 | 9.353 | 0 | -152.0872 | 0.2 | 0 | 0 | 0 | 0 | 0 | 0 | 0 | 0 | 0 | 0 | 0 | 0 | 0 | 0 | 0 | 0 | 0 | 0
|  | 3840 | 6 | 216 | 24 | 160 | 9 | 6 | 23 | 13.53 | 1.56 | 254 | 99799 | 9.292 | 0 | -165.9471 | 0.2 | 0 | 0 | 0 | 0 | 0 | 0 | 0 | 0 | 0 | 0 | 0 | 0 | 0 | 0 | 0 | 0 | 0 | 0
|  | 3841 | 6 | 217 | 1 | 161 | 10 | 7 | 23 | 13.33 | 1.19 | 251 | 99818 | 9.236 | 0 | 179.6344 | 0.2 | 0 | 0 | 0 | 0 | 0 | 0 | 0 | 0 | 0 | 0 | 0 | 0 | 0 | 0 | 0 | 0 | 0 | 0
|  | 3842 | 6 | 218 | 2 | 161 | 10 | 7 | 23 | 13.11 | 1.1 | 264 | 99851 | 9.185 | 0 | 165.1996 | 0.2 | 0 | 0 | 0 | 0 | 0 | 0 | 0 | 0 | 0 | 0 | 0 | 0 | 0 | 0 | 0 | 0 | 0 | 0
|  | 3843 | 6 | 219 | 3 | 161 | 10 | 7 | 23 | 12.89 | 1.02 | 277 | 99884 | 9.133 | 0 | 151.3994 | 0.2 | 0 | 0 | 0 | 0 | 0 | 0 | 0 | 0 | 0 | 0 | 0 | 0 | 0 | 0 | 0 | 0 | 0 | 0
|  | 3844 | 6 | 220 | 4 | 161 | 10 | 7 | 23 | 12.66 | 0.94 | 290 | 99917 | 9.075 | 0 | 138.5985 | 0.2 | 0 | 0 | 0 | 0 | 0 | 0 | 0 | 0 | 0 | 0 | 0 | 0 | 0 | 0 | 0 | 0 | 0 | 0
|  | 3845 | 6 | 221 | 5 | 161 | 10 | 7 | 23 | 13.24 | 1.03 | 287 | 99936 | 9.321 | 0 | 126.8362 | 0.2 | 0 | 0 | 0 | 0 | 0 | 0 | 0 | 0 | 0 | 0 | 0 | 0 | 0 | 0 | 0 | 0 | 0 | 0
|  | 3846 | 6 | 222 | 6 | 161 | 10 | 7 | 23 | 13.81 | 1.11 | 284 | 99956 | 9.565 | 7.9894 | 115.8984 | 0.2 | 3.0645 | 3.0645 | 3.0645 | 3.0645 | 3.0645 | 3.0645 | 3.0645 | 3.0645 | 4.9184 | 4.9184 | 4.9184 | 4.9184 | 4.9184 | 4.9184 | 4.9184 | 4.9184 | 6 | 6
|  | 3847 | 6 | 223 | 7 | 161 | 10 | 7 | 23 | 14.39 | 1.2 | 280 | 99976 | 9.818 | 17.2625 | 105.4058 | 0.2 | 54.6367 | 44.3067 | 81.7947 | 44.3067 | 44.3067 | 44.3067 | 44.3067 | 44.3067 | 82.319 | 66.4702 | 101.5226 | 66.4702 | 67.7101 | 66.4702 | 66.4702 | 66.4702 | 89.8044 | 77.7209
|  | 3848 | 6 | 224 | 8 | 161 | 10 | 7 | 23 | 15.14 | 1.54 | 283 | 99995 | 9.753 | 27.0159 | 94.8388 | 0.2 | 100.4346 | 89.192 | 221.9987 | 89.192 | 89.192 | 89.192 | 89.192 | 89.192 | 178.1814 | 122.1787 | 264.1402 | 122.1787 | 162.2819 | 122.1787 | 122.1787 | 122.1787 | 202.9947 | 135.0376
|  | 3849 | 6 | 225 | 9 | 161 | 10 | 7 | 23 | 15.89 | 1.87 | 286 | 100015 | 9.656 | 36.9215 | 83.4701 | 0.2 | 133.1139 | 133.1139 | 548.4299 | 133.1139 | 180.6528 | 133.1139 | 133.1139 | 133.1139 | 330.9287 | 142.4348 | 658.2165 | 142.4348 | 398.1589 | 142.4348 | 142.4348 | 142.4348 | 447.8268 | 133.7172
|  | 3850 | 6 | 226 | 10 | 161 | 10 | 7 | 23 | 16.65 | 2.21 | 289 | 100035 | 9.528 | 46.57 | 70.1721 | 0.2 | 147.2751 | 147.2751 | 615.0651 | 147.2751 | 315.9469 | 147.2751 | 147.2751 | 147.2751 | 386.4808 | 134.3089 | 836.5274 | 134.3089 | 625.0189 | 134.3089 | 174.9723 | 134.3089 | 638.5342 | 113.2372
|  | 3851 | 6 | 227 | 11 | 161 | 10 | 7 | 23 | 17.59 | 1.92 | 292 | 100028 | 9.244 | 55.3025 | 53.0771 | 0.2 | 123.885 | 123.885 | 576.5758 | 123.885 | 464.0576 | 123.885 | 123.885 | 123.885 | 410.6996 | 72.928 | 971.3387 | 72.928 | 891.7763 | 72.928 | 331.1372 | 72.928 | 859.7326 | 41.8788
|  | 3852 | 6 | 228 | 12 | 161 | 10 | 7 | 23 | 18.53 | 1.63 | 295 | 100022 | 8.887 | 61.8899 | 29.5586 | 0.2 | 122.8943 | 122.8943 | 365.2532 | 122.8943 | 550.2424 | 122.8943 | 122.8943 | 122.8943 | 405.2259 | 57.0735 | 878.7802 | 57.0735 | 1009.5873 | 57.0735 | 536.033 | 57.0735 | 937.7433 | 18.0334
|  | 3853 | 6 | 229 | 13 | 161 | 10 | 7 | 23 | 19.48 | 1.34 | 298 | 100015 | 8.453 | 64.3902 | -0.80234 | 0.2 | 201.412 | 201.412 | 201.412 | 201.412 | 453.5224 | 201.412 | 204.9426 | 201.412 | 421.348 | 227.6671 | 597.1205 | 227.6671 | 777.8861 | 227.6671 | 602.1136 | 227.6671 | 759.4241 | 233.4074
|  | 3854 | 6 | 230 | 14 | 161 | 10 | 7 | 23 | 20 | 1.45 | 307 | 100018 | 8.369 | 61.6389 | -30.9253 | 0.2 | 203.2218 | 203.2218 | 203.2218 | 203.2218 | 398.3441 | 203.2218 | 320.1171 | 203.2218 | 403.2066 | 243.2338 | 458.5214 | 243.2338 | 679.1511 | 243.2338 | 623.8363 | 243.2338 | 676.4668 | 255.1089
|  | 3855 | 6 | 231 | 15 | 161 | 10 | 7 | 23 | 20.52 | 1.57 | 315 | 100022 | 8.272 | 54.9015 | -54.0663 | 0.2 | 160.2073 | 160.2073 | 160.2073 | 160.2073 | 443.2644 | 160.2073 | 550.7522 | 160.2073 | 417.2104 | 132.0529 | 341.2051 | 132.0529 | 817.5136 | 132.0529 | 893.5189 | 132.0529 | 789.253 | 102.9222
|  | 3856 | 6 | 232 | 16 | 161 | 10 | 7 | 23 | 21.04 | 1.68 | 324 | 100025 | 8.157 | 46.1001 | -70.911 | 0.2 | 153.2687 | 153.2687 | 153.2687 | 153.2687 | 328.5522 | 153.2687 | 659.7731 | 153.2687 | 409.4222 | 139.5335 | 175.2137 | 139.5335 | 657.3106 | 139.5335 | 891.519 | 139.5335 | 675.2126 | 118.2488
|  | 3857 | 6 | 233 | 17 | 161 | 10 | 7 | 23 | 20.69 | 1.55 | 328 | 100031 | 8.591 | 36.4261 | -84.0753 | 0.2 | 126.5805 | 126.5805 | 126.5805 | 126.5805 | 194.5566 | 126.5805 | 781.6131 | 126.5805 | 403.3504 | 107.7713 | 107.7713 | 107.7713 | 499.4832 | 107.7713 | 914.5948 | 107.7713 | 569.7157 | 83.7276
|  | 3858 | 6 | 234 | 18 | 161 | 10 | 7 | 23 | 20.35 | 1.42 | 332 | 100038 | 9.01 | 26.5196 | -95.3814 | 0.2 | 169.0475 | 107.8649 | 107.8649 | 107.8649 | 107.8649 | 107.8649 | 757.3639 | 107.8649 | 377.7692 | 104.3152 | 104.3152 | 104.3152 | 291.244 | 104.3152 | 793.7717 | 104.3152 | 416.0967 | 90.5569
|  | 3859 | 6 | 235 | 19 | 161 | 10 | 7 | 23 | 20 | 1.28 | 336 | 100044 | 9.401 | 16.7827 | -105.9296 | 0.2 | 240.3128 | 73.6765 | 73.6765 | 73.6765 | 73.6765 | 73.6765 | 657.5121 | 73.6765 | 325.1478 | 77.8401 | 77.8401 | 77.8401 | 89.4885 | 77.8401 | 620.1522 | 77.8401 | 255.7854 | 72.6759
|  | 3860 | 6 | 236 | 20 | 161 | 10 | 7 | 23 | 19.09 | 1.12 | 280 | 100084 | 9.101 | 7.5421 | -116.4334 | 0.2 | 156.574 | 46.2857 | 46.2857 | 46.2857 | 46.2857 | 46.2857 | 268.1348 | 46.2857 | 162.478 | 61.2977 | 61.2977 | 61.2977 | 61.2977 | 61.2977 | 241.3635 | 61.2977 | 98.0637 | 65.2613
|  | 3861 | 6 | 237 | 21 | 161 | 10 | 7 | 23 | 18.17 | 0.96 | 225 | 100123 | 8.797 | 0 | -127.4047 | 0.2 | 0 | 0 | 0 | 0 | 0 | 0 | 0 | 0 | 0 | 0 | 0 | 0 | 0 | 0 | 0 | 0 | 0 | 0
|  | 3862 | 6 | 238 | 22 | 161 | 10 | 7 | 23 | 17.26 | 0.8 | 169 | 100162 | 8.499 | 0 | -139.2158 | 0.2 | 0 | 0 | 0 | 0 | 0 | 0 | 0 | 0 | 0 | 0 | 0 | 0 | 0 | 0 | 0 | 0 | 0 | 0
|  | 3863 | 6 | 239 | 23 | 161 | 10 | 7 | 23 | 16.11 | 0.97 | 172 | 100169 | 8.519 | 0 | -152.0704 | 0.2 | 0 | 0 | 0 | 0 | 0 | 0 | 0 | 0 | 0 | 0 | 0 | 0 | 0 | 0 | 0 | 0 | 0 | 0
|  | 3864 | 6 | 240 | 24 | 161 | 10 | 7 | 23 | 14.96 | 1.14 | 175 | 100176 | 8.488 | 0 | -165.9138 | 0.2 | 0 | 0 | 0 | 0 | 0 | 0 | 0 | 0 | 0 | 0 | 0 | 0 | 0 | 0 | 0 | 0 | 0 | 0
|  | 3865 | 6 | 241 | 1 | 162 | 11 | 1 | 24 | 13.81 | 1.31 | 178 | 100182 | 8.413 | 0 | 179.6853 | 0.2 | 0 | 0 | 0 | 0 | 0 | 0 | 0 | 0 | 0 | 0 | 0 | 0 | 0 | 0 | 0 | 0 | 0 | 0
|  | 3866 | 6 | 242 | 2 | 162 | 11 | 1 | 24 | 13.22 | 1.43 | 179 | 100195 | 8.341 | 0 | 165.2635 | 0.2 | 0 | 0 | 0 | 0 | 0 | 0 | 0 | 0 | 0 | 0 | 0 | 0 | 0 | 0 | 0 | 0 | 0 | 0
|  | 3867 | 6 | 243 | 3 | 162 | 11 | 1 | 24 | 12.63 | 1.55 | 181 | 100208 | 8.261 | 0 | 151.4727 | 0.2 | 0 | 0 | 0 | 0 | 0 | 0 | 0 | 0 | 0 | 0 | 0 | 0 | 0 | 0 | 0 | 0 | 0 | 0
|  | 3868 | 6 | 244 | 4 | 162 | 11 | 1 | 24 | 12.03 | 1.67 | 182 | 100221 | 8.168 | 0 | 138.6777 | 0.2 | 0 | 0 | 0 | 0 | 0 | 0 | 0 | 0 | 0 | 0 | 0 | 0 | 0 | 0 | 0 | 0 | 0 | 0
|  | 3869 | 6 | 245 | 5 | 162 | 11 | 1 | 24 | 13.37 | 1.81 | 182 | 100241 | 8.681 | 0 | 126.9194 | 0.2 | 0 | 0 | 0 | 0 | 0 | 0 | 0 | 0 | 0 | 0 | 0 | 0 | 0 | 0 | 0 | 0 | 0 | 0
|  | 3870 | 6 | 246 | 6 | 162 | 11 | 1 | 24 | 14.7 | 1.94 | 181 | 100261 | 9.203 | 8.0168 | 115.9853 | 0.2 | 23.1954 | 13.3644 | 33.5341 | 13.3644 | 13.3644 | 13.3644 | 13.3644 | 13.3644 | 28.2986 | 19.1125 | 35.6092 | 19.1125 | 19.1125 | 19.1125 | 19.1125 | 19.1125 | 24.516 | 21.3558
|  | 3871 | 6 | 247 | 7 | 162 | 11 | 1 | 24 | 16.03 | 2.08 | 180 | 100280 | 9.741 | 17.2845 | 105.4975 | 0.2 | 172.7305 | 65.8768 | 451.2436 | 65.8768 | 65.8768 | 65.8768 | 65.8768 | 65.8768 | 234.0841 | 70.5361 | 431.0226 | 70.5361 | 82.9701 | 70.5361 | 70.5361 | 70.5361 | 187.9137 | 63.4756
|  | 3872 | 6 | 248 | 8 | 162 | 11 | 1 | 24 | 17.87 | 2.23 | 199 | 100284 | 9.917 | 27.035 | 94.9378 | 0.2 | 143.114 | 104.9306 | 546.8939 | 104.9306 | 104.9306 | 104.9306 | 104.9306 | 104.9306 | 298.5981 | 111.5295 | 584.1135 | 111.5295 | 244.5985 | 111.5295 | 111.5295 | 111.5295 | 328.2275 | 101.8561
|  | 3873 | 6 | 249 | 9 | 162 | 11 | 1 | 24 | 19.72 | 2.39 | 219 | 100287 | 9.975 | 36.9408 | 83.5804 | 0.2 | 134.273 | 134.273 | 434.576 | 134.273 | 168.0615 | 134.273 | 134.273 | 134.273 | 298.3297 | 161.5437 | 534.5681 | 161.5437 | 346.1138 | 161.5437 | 161.5437 | 161.5437 | 392.9858 | 165.7527
|  | 3874 | 6 | 250 | 10 | 162 | 11 | 1 | 24 | 21.57 | 2.54 | 238 | 100290 | 9.88 | 46.5939 | 70.2988 | 0.2 | 153.7708 | 153.7708 | 270.4103 | 153.7708 | 195.5366 | 153.7708 | 153.7708 | 153.7708 | 278.5641 | 215.4775 | 390.5736 | 215.4775 | 337.6299 | 215.4775 | 225.6204 | 215.4775 | 375.5888 | 244.6051
|  | 3875 | 6 | 251 | 11 | 162 | 11 | 1 | 24 | 22.15 | 2.71 | 247 | 100264 | 9.885 | 55.3374 | 53.2233 | 0.2 | 175.3139 | 175.3139 | 264.3728 | 175.3139 | 241.8819 | 175.3139 | 175.3139 | 175.3139 | 309.5967 | 242.9643 | 419.6416 | 242.9643 | 403.7381 | 242.9643 | 293.6932 | 242.9643 | 434.8194 | 274.019
|  | 3876 | 6 | 252 | 12 | 162 | 11 | 1 | 24 | 22.73 | 2.88 | 256 | 100238 | 9.875 | 61.9443 | 29.7115 | 0.2 | 205.2981 | 205.2981 | 284.587 | 205.2981 | 344.2416 | 205.2981 | 205.2981 | 205.2981 | 383.6409 | 269.6401 | 537.9545 | 269.6401 | 580.1367 | 269.6401 | 425.8231 | 269.6401 | 598.7085 | 298.5435
|  | 3877 | 6 | 253 | 13 | 162 | 11 | 1 | 24 | 23.32 | 3.05 | 265 | 100212 | 9.856 | 64.4671 | -0.69292 | 0.2 | 204.6389 | 204.6389 | 204.6389 | 204.6389 | 412.0832 | 204.6389 | 207.1478 | 204.6389 | 403.6158 | 243.1999 | 548.527 | 243.1999 | 696.9864 | 243.1999 | 552.0751 | 243.1999 | 688.3262 | 254.0195
|  | 3878 | 6 | 254 | 14 | 162 | 11 | 1 | 24 | 23.45 | 3.09 | 264 | 100208 | 9.884 | 61.7276 | -30.8909 | 0.2 | 202.0785 | 202.0785 | 202.0785 | 202.0785 | 310.4932 | 202.0785 | 266.9398 | 202.0785 | 361.9073 | 272.467 | 392.7041 | 272.467 | 515.2288 | 272.467 | 484.4319 | 272.467 | 538.6799 | 303.7776
|  | 3879 | 6 | 255 | 15 | 162 | 11 | 1 | 24 | 23.57 | 3.13 | 263 | 100205 | 9.907 | 54.9916 | -54.0759 | 0.2 | 169.1776 | 169.1776 | 169.1776 | 169.1776 | 195.9219 | 169.1776 | 206.0907 | 169.1776 | 281.8333 | 254.7263 | 274.6429 | 254.7263 | 319.6555 | 254.7263 | 326.8459 | 254.7263 | 365.563 | 300.4837
|  | 3880 | 6 | 256 | 16 | 162 | 11 | 1 | 24 | 23.7 | 3.17 | 262 | 100202 | 9.934 | 46.1888 | -70.9352 | 0.2 | 174.8619 | 174.8619 | 174.8619 | 174.8619 | 258.7707 | 174.8619 | 417.6584 | 174.8619 | 352.7952 | 222.7829 | 240.4447 | 222.7829 | 471.4601 | 222.7829 | 583.8107 | 222.7829 | 508.1436 | 240.3697
|  | 3881 | 6 | 257 | 17 | 162 | 11 | 1 | 24 | 23.29 | 2.41 | 269 | 100198 | 10.355 | 36.5138 | -84.1016 | 0.2 | 113.4031 | 113.4031 | 113.4031 | 113.4031 | 117.36 | 113.4031 | 151.7037 | 113.4031 | 191.3923 | 174.0334 | 174.0334 | 174.0334 | 196.9882 | 174.0334 | 221.2729 | 174.0334 | 235.7248 | 207.2186
|  | 3882 | 6 | 258 | 18 | 162 | 11 | 1 | 24 | 22.87 | 1.66 | 275 | 100195 | 10.745 | 26.6073 | -95.4051 | 0.2 | 141.5414 | 116.3824 | 116.3824 | 116.3824 | 116.3824 | 116.3824 | 382.285 | 116.3824 | 261.7894 | 149.3947 | 149.3947 | 149.3947 | 226.2092 | 149.3947 | 432.0208 | 149.3947 | 292.1973 | 158.4061
|  | 3883 | 6 | 259 | 19 | 162 | 11 | 1 | 24 | 22.46 | 0.9 | 282 | 100192 | 11.113 | 16.8711 | -105.9486 | 0.2 | 253.7419 | 72.0856 | 72.0856 | 72.0856 | 72.0856 | 72.0856 | 707.7479 | 72.0856 | 341.775 | 71.5523 | 71.5523 | 71.5523 | 84.8741 | 71.5523 | 662.8057 | 71.5523 | 263.4842 | 62.9879
|  | 3884 | 6 | 260 | 20 | 162 | 11 | 1 | 24 | 21.19 | 0.81 | 256 | 100212 | 11.302 | 7.6315 | -116.446 | 0.2 | 112.4351 | 37.0656 | 37.0656 | 37.0656 | 37.0656 | 37.0656 | 188.5905 | 37.0656 | 119.4873 | 50.159 | 50.159 | 50.159 | 50.159 | 50.159 | 173.3373 | 50.159 | 76.9495 | 54.274
|  | 3885 | 6 | 261 | 21 | 162 | 11 | 1 | 24 | 19.92 | 0.73 | 230 | 100231 | 11.392 | 0 | -127.409 | 0.2 | 0 | 0 | 0 | 0 | 0 | 0 | 0 | 0 | 0 | 0 | 0 | 0 | 0 | 0 | 0 | 0 | 0 | 0
|  | 3886 | 6 | 262 | 22 | 162 | 11 | 1 | 24 | 18.65 | 0.65 | 203 | 100251 | 11.393 | 0 | -139.2093 | 0.2 | 0 | 0 | 0 | 0 | 0 | 0 | 0 | 0 | 0 | 0 | 0 | 0 | 0 | 0 | 0 | 0 | 0 | 0
|  | 3887 | 6 | 263 | 23 | 162 | 11 | 1 | 24 | 17.71 | 1.08 | 194 | 100238 | 11 | 0 | -152.0504 | 0.2 | 0 | 0 | 0 | 0 | 0 | 0 | 0 | 0 | 0 | 0 | 0 | 0 | 0 | 0 | 0 | 0 | 0 | 0
|  | 3888 | 6 | 264 | 24 | 162 | 11 | 1 | 24 | 16.76 | 1.51 | 185 | 100225 | 10.604 | 0 | -165.8784 | 0.2 | 0 | 0 | 0 | 0 | 0 | 0 | 0 | 0 | 0 | 0 | 0 | 0 | 0 | 0 | 0 | 0 | 0 | 0
|  | 3889 | 6 | 265 | 1 | 163 | 12 | 2 | 24 | 15.82 | 1.94 | 175 | 100212 | 10.217 | 0 | 179.7369 | 0.2 | 0 | 0 | 0 | 0 | 0 | 0 | 0 | 0 | 0 | 0 | 0 | 0 | 0 | 0 | 0 | 0 | 0 | 0
|  | 3890 | 6 | 266 | 2 | 163 | 12 | 2 | 24 | 15.7 | 1.84 | 179 | 100198 | 10.264 | 0 | 165.3269 | 0.2 | 0 | 0 | 0 | 0 | 0 | 0 | 0 | 0 | 0 | 0 | 0 | 0 | 0 | 0 | 0 | 0 | 0 | 0
|  | 3891 | 6 | 267 | 3 | 163 | 12 | 2 | 24 | 15.57 | 1.73 | 182 | 100185 | 10.302 | 0 | 151.5444 | 0.2 | 0 | 0 | 0 | 0 | 0 | 0 | 0 | 0 | 0 | 0 | 0 | 0 | 0 | 0 | 0 | 0 | 0 | 0
|  | 3892 | 6 | 268 | 4 | 163 | 12 | 2 | 24 | 15.44 | 1.63 | 186 | 100172 | 10.339 | 0 | 138.7544 | 0.2 | 0 | 0 | 0 | 0 | 0 | 0 | 0 | 0 | 0 | 0 | 0 | 0 | 0 | 0 | 0 | 0 | 0 | 0
|  | 3893 | 6 | 269 | 5 | 163 | 12 | 2 | 24 | 16.68 | 2 | 185 | 100162 | 10.827 | 0 | 126.9993 | 0.2 | 0 | 0 | 0 | 0 | 0 | 0 | 0 | 0 | 0 | 0 | 0 | 0 | 0 | 0 | 0 | 0 | 0 | 0
|  | 3894 | 6 | 270 | 6 | 163 | 12 | 2 | 24 | 17.91 | 2.37 | 184 | 100153 | 11.309 | 8.0384 | 116.0683 | 0.2 | 150.43 | 26.2138 | 280.126 | 26.2138 | 26.2138 | 26.2138 | 26.2138 | 26.2138 | 142.9877 | 26.926 | 234.6966 | 26.926 | 26.926 | 26.926 | 26.926 | 26.926 | 61.8214 | 21.9016
|  | 3895 | 6 | 271 | 7 | 163 | 12 | 2 | 24 | 19.14 | 2.74 | 183 | 100143 | 11.79 | 17.3009 | 105.5849 | 0.2 | 170.3473 | 66.0709 | 439.9278 | 66.0709 | 66.0709 | 66.0709 | 66.0709 | 66.0709 | 230.4742 | 71.254 | 421.0964 | 71.254 | 83.0051 | 71.254 | 71.254 | 71.254 | 185.3167 | 64.4217
|  | 3896 | 6 | 272 | 8 | 163 | 12 | 2 | 24 | 21.14 | 2.65 | 194 | 100110 | 11.943 | 27.0486 | 95.032 | 0.2 | 146.3951 | 99.8416 | 628.5473 | 99.8416 | 99.8416 | 99.8416 | 99.8416 | 99.8416 | 322.5154 | 97.9717 | 663.4485 | 97.9717 | 256.6787 | 97.9717 | 97.9717 | 97.9717 | 355.1684 | 84.1693
|  | 3897 | 6 | 273 | 9 | 163 | 12 | 2 | 24 | 23.14 | 2.56 | 206 | 100077 | 11.905 | 36.9547 | 83.6853 | 0.2 | 115.1671 | 115.1671 | 760.6548 | 115.1671 | 186.5967 | 115.1671 | 115.1671 | 115.1671 | 386.8569 | 91.8913 | 893.794 | 91.8913 | 487.8736 | 91.8913 | 91.8913 | 91.8913 | 555.5053 | 66.9312
|  | 3898 | 6 | 274 | 10 | 163 | 12 | 2 | 24 | 25.15 | 2.47 | 217 | 100044 | 11.638 | 46.6121 | 70.4196 | 0.2 | 127.7642 | 127.7642 | 704.1148 | 127.7642 | 332.771 | 127.7642 | 127.7642 | 127.7642 | 401.2804 | 88.6343 | 953.7836 | 88.6343 | 691.2039 | 88.6343 | 138.7007 | 88.6343 | 701.884 | 54.7288
|  | 3899 | 6 | 275 | 11 | 163 | 12 | 2 | 24 | 26.05 | 2.18 | 223 | 99972 | 11.607 | 55.3663 | 53.364 | 0.2 | 68.4883 | 68.4883 | 70.3074 | 68.4883 | 69.841 | 68.4883 | 68.4883 | 68.4883 | 108.2255 | 106.8613 | 110.4684 | 106.8613 | 110.1386 | 106.8613 | 107.8957 | 106.8613 | 131 | 127.718
|  | 3900 | 6 | 276 | 12 | 163 | 12 | 2 | 24 | 26.95 | 1.9 | 230 | 99900 | 11.531 | 61.992 | 29.8613 | 0.2 | 144.1184 | 144.1184 | 368.5659 | 144.1184 | 535.0551 | 144.1184 | 144.1184 | 144.1184 | 409.4483 | 86.5963 | 844.5906 | 86.5963 | 962.3162 | 86.5963 | 527.1739 | 86.5963 | 890.6833 | 43.1651
|  | 3901 | 6 | 277 | 13 | 163 | 12 | 2 | 24 | 27.86 | 1.61 | 236 | 99828 | 11.413 | 64.5372 | -0.581 | 0.2 | 139.1833 | 139.1833 | 139.1833 | 139.1833 | 569.9267 | 139.1833 | 143.5513 | 139.1833 | 409.5456 | 74.4576 | 711.0385 | 74.4576 | 1018.7087 | 74.4576 | 717.2158 | 74.4576 | 934.0924 | 29.463
|  | 3902 | 6 | 278 | 14 | 163 | 12 | 2 | 24 | 28.23 | 1.92 | 238 | 99769 | 11.802 | 61.8104 | -30.8494 | 0.2 | 133.9626 | 133.9626 | 133.9626 | 133.9626 | 546.3054 | 133.9626 | 380.2507 | 133.9626 | 411.6397 | 69.5452 | 529.0582 | 69.5452 | 994.7805 | 69.5452 | 877.3621 | 69.5452 | 922.1714 | 26.0339
|  | 3903 | 6 | 279 | 15 | 163 | 12 | 2 | 24 | 28.6 | 2.23 | 240 | 99710 | 12.205 | 55.0766 | -54.0776 | 0.2 | 133.6919 | 133.6919 | 133.6919 | 133.6919 | 464.6633 | 133.6919 | 590.5344 | 133.6919 | 418.2324 | 80.9479 | 329.228 | 80.9479 | 886.2966 | 80.9479 | 975.301 | 80.9479 | 851.316 | 43.3523
|  | 3904 | 6 | 280 | 16 | 163 | 12 | 2 | 24 | 28.97 | 2.54 | 243 | 99651 | 12.618 | 46.273 | -70.952 | 0.2 | 132.4522 | 132.4522 | 132.4522 | 132.4522 | 341.3995 | 132.4522 | 737.6312 | 132.4522 | 420.2077 | 94.6641 | 140.0296 | 94.6641 | 715.7039 | 94.6641 | 995.882 | 94.6641 | 731.9879 | 62.6523
|  | 3905 | 6 | 281 | 17 | 163 | 12 | 2 | 24 | 26.6 | 4.69 | 257 | 99730 | 13.412 | 36.5974 | -84.1212 | 0.2 | 120.3007 | 120.3007 | 120.3007 | 120.3007 | 191.6906 | 120.3007 | 813.641 | 120.3007 | 411.5475 | 96.0345 | 96.0345 | 96.0345 | 512.5082 | 96.0345 | 952.2935 | 96.0345 | 588.2643 | 70.6716
|  | 3906 | 6 | 282 | 18 | 163 | 12 | 2 | 24 | 24.24 | 6.83 | 271 | 99809 | 13.759 | 26.6908 | -95.4228 | 0.2 | 166.1426 | 98.7042 | 98.7042 | 98.7042 | 98.7042 | 98.7042 | 809.1096 | 98.7042 | 389.1929 | 87.8254 | 87.8254 | 87.8254 | 293.8206 | 87.8254 | 843.8392 | 87.8254 | 430.484 | 71.7244
|  | 3907 | 6 | 283 | 19 | 163 | 12 | 2 | 24 | 21.87 | 8.98 | 285 | 99887 | 13.732 | 16.9551 | -105.9622 | 0.2 | 32.6341 | 32.2347 | 32.2347 | 32.2347 | 32.2347 | 32.2347 | 33.631 | 32.2347 | 51.5994 | 51.0039 | 51.0039 | 51.0039 | 51.0346 | 51.0039 | 52.3043 | 51.0039 | 62 | 61.5572
|  | 3908 | 6 | 284 | 20 | 163 | 12 | 2 | 24 | 19.19 | 6.08 | 287 | 100071 | 12.273 | 7.7162 | -116.4537 | 0.2 | 9.2757 | 9.2757 | 9.2757 | 9.2757 | 9.2757 | 9.2757 | 9.2757 | 9.2757 | 14.8134 | 14.8134 | 14.8134 | 14.8134 | 14.8134 | 14.8134 | 14.8134 | 14.8134 | 18 | 18
|  | 3909 | 6 | 285 | 21 | 163 | 12 | 2 | 24 | 16.51 | 3.18 | 288 | 100254 | 10.899 | 0 | -127.4088 | 0.2 | 0 | 0 | 0 | 0 | 0 | 0 | 0 | 0 | 0 | 0 | 0 | 0 | 0 | 0 | 0 | 0 | 0 | 0
|  | 3910 | 6 | 286 | 22 | 163 | 12 | 2 | 24 | 13.83 | 0.28 | 290 | 100438 | 9.62 | 0 | -139.1989 | 0.2 | 0 | 0 | 0 | 0 | 0 | 0 | 0 | 0 | 0 | 0 | 0 | 0 | 0 | 0 | 0 | 0 | 0 | 0
|  | 3911 | 6 | 287 | 23 | 163 | 12 | 2 | 24 | 13.29 | 1.24 | 286 | 100490 | 9.219 | 0 | -152.0274 | 0.2 | 0 | 0 | 0 | 0 | 0 | 0 | 0 | 0 | 0 | 0 | 0 | 0 | 0 | 0 | 0 | 0 | 0 | 0
|  | 3912 | 6 | 288 | 24 | 163 | 12 | 2 | 24 | 12.75 | 2.2 | 283 | 100543 | 8.832 | 0 | -165.841 | 0.2 | 0 | 0 | 0 | 0 | 0 | 0 | 0 | 0 | 0 | 0 | 0 | 0 | 0 | 0 | 0 | 0 | 0 | 0
|  | 3913 | 6 | 289 | 1 | 164 | 13 | 3 | 24 | 12.21 | 3.16 | 280 | 100595 | 8.461 | 0 | 179.7892 | 0.2 | 0 | 0 | 0 | 0 | 0 | 0 | 0 | 0 | 0 | 0 | 0 | 0 | 0 | 0 | 0 | 0 | 0 | 0
|  | 3914 | 6 | 290 | 2 | 164 | 13 | 3 | 24 | 12.15 | 2.64 | 287 | 100608 | 8.431 | 0 | 165.3897 | 0.2 | 0 | 0 | 0 | 0 | 0 | 0 | 0 | 0 | 0 | 0 | 0 | 0 | 0 | 0 | 0 | 0 | 0 | 0
|  | 3915 | 6 | 291 | 3 | 164 | 13 | 3 | 24 | 12.09 | 2.12 | 295 | 100621 | 8.401 | 0 | 151.6142 | 0.2 | 0 | 0 | 0 | 0 | 0 | 0 | 0 | 0 | 0 | 0 | 0 | 0 | 0 | 0 | 0 | 0 | 0 | 0
|  | 3916 | 6 | 292 | 4 | 164 | 13 | 3 | 24 | 12.03 | 1.6 | 302 | 100634 | 8.371 | 0 | 138.8284 | 0.2 | 0 | 0 | 0 | 0 | 0 | 0 | 0 | 0 | 0 | 0 | 0 | 0 | 0 | 0 | 0 | 0 | 0 | 0
|  | 3917 | 6 | 293 | 5 | 164 | 13 | 3 | 24 | 12.25 | 1.49 | 322 | 100628 | 8.347 | 0 | 127.0758 | 0.2 | 0 | 0 | 0 | 0 | 0 | 0 | 0 | 0 | 0 | 0 | 0 | 0 | 0 | 0 | 0 | 0 | 0 | 0
|  | 3918 | 6 | 294 | 6 | 164 | 13 | 3 | 24 | 12.46 | 1.38 | 342 | 100621 | 8.314 | 8.0545 | 116.1474 | 0.2 | 88.0682 | 21.65 | 156.943 | 21.65 | 21.65 | 21.65 | 21.65 | 21.65 | 85.7695 | 23.7235 | 134.4713 | 23.7235 | 23.7235 | 23.7235 | 23.7235 | 23.7235 | 41.6039 | 20.2758
|  | 3919 | 6 | 295 | 7 | 164 | 13 | 3 | 24 | 12.67 | 1.27 | 3 | 100615 | 8.279 | 17.312 | 105.6678 | 0.2 | 96.1757 | 55.503 | 200.5133 | 55.503 | 55.503 | 55.503 | 55.503 | 55.503 | 134.0573 | 72.1034 | 207.8351 | 72.1034 | 76.5374 | 72.1034 | 72.1034 | 72.1034 | 122.8329 | 75.8897
|  | 3920 | 6 | 296 | 8 | 164 | 13 | 3 | 24 | 13.7 | 1.37 | 28 | 100572 | 8.146 | 27.0571 | 95.1213 | 0.2 | 144.7096 | 104.3631 | 554.5461 | 104.3631 | 104.3631 | 104.3631 | 104.3631 | 104.3631 | 301.8142 | 110.0377 | 591.6123 | 110.0377 | 244.7556 | 110.0377 | 110.0377 | 110.0377 | 330.7503 | 99.884
|  | 3921 | 6 | 297 | 9 | 164 | 13 | 3 | 24 | 14.74 | 1.48 | 54 | 100529 | 7.954 | 36.9633 | 83.7848 | 0.2 | 131.4229 | 131.4229 | 344.8454 | 131.4229 | 154.6651 | 131.4229 | 131.4229 | 131.4229 | 270.1642 | 172.3584 | 437.5114 | 172.3584 | 303.0337 | 172.3584 | 172.3584 | 172.3584 | 349.3591 | 187.7986
|  | 3922 | 6 | 298 | 10 | 164 | 13 | 3 | 24 | 15.78 | 1.59 | 80 | 100487 | 7.691 | 46.6248 | 70.5346 | 0.2 | 161.5265 | 161.5265 | 474.4843 | 161.5265 | 272.1383 | 161.5265 | 161.5265 | 161.5265 | 354.7273 | 184.5276 | 654.2361 | 184.5276 | 511.1559 | 184.5276 | 211.647 | 184.5276 | 536.3666 | 185.0562
|  | 3923 | 6 | 299 | 11 | 164 | 13 | 3 | 24 | 16.99 | 1.68 | 73 | 100411 | 7.821 | 55.389 | 53.499 | 0.2 | 173.6796 | 173.6796 | 467.1171 | 173.6796 | 390.8202 | 173.6796 | 173.6796 | 173.6796 | 400.1151 | 179.6387 | 761.1483 | 179.6387 | 707.1983 | 179.6387 | 346.165 | 179.6387 | 700.6417 | 171.7004
|  | 3924 | 6 | 300 | 12 | 164 | 13 | 3 | 24 | 18.21 | 1.78 | 65 | 100336 | 7.92 | 62.0329 | 30.0077 | 0.2 | 173.6184 | 173.6184 | 352.0846 | 173.6184 | 482.6349 | 173.6184 | 173.6184 | 173.6184 | 418.9725 | 162.2579 | 763.6748 | 162.2579 | 855.9878 | 162.2579 | 511.2855 | 162.2579 | 818.8869 | 146.8211
|  | 3925 | 6 | 301 | 13 | 164 | 13 | 3 | 24 | 19.43 | 1.88 | 58 | 100261 | 7.978 | 64.6004 | -0.46686 | 0.2 | 188.3205 | 188.3205 | 188.3205 | 188.3205 | 482.7896 | 188.3205 | 190.72 | 188.3205 | 418.7267 | 188.4133 | 625.251 | 188.4133 | 835.1687 | 188.4133 | 628.6444 | 188.4133 | 796.6817 | 176.5004
|  | 3926 | 6 | 302 | 14 | 164 | 13 | 3 | 24 | 19.93 | 2.18 | 57 | 100228 | 8.021 | 61.887 | -30.8012 | 0.2 | 201.3229 | 201.3229 | 201.3229 | 201.3229 | 427.3367 | 201.3229 | 336.0604 | 201.3229 | 420.3999 | 231.9471 | 484.942 | 231.9471 | 740.0317 | 231.9471 | 675.4896 | 231.9471 | 732.3792 | 239.8529
|  | 3927 | 6 | 303 | 15 | 164 | 13 | 3 | 24 | 20.42 | 2.49 | 55 | 100195 | 8.051 | 55.1565 | -54.0714 | 0.2 | 66.4955 | 66.4955 | 66.4955 | 66.4955 | 67.6814 | 66.4955 | 68.1321 | 66.4955 | 105.0216 | 103.8073 | 104.703 | 103.8073 | 106.6988 | 103.8073 | 107.0174 | 103.8073 | 127 | 124.0968
|  | 3928 | 6 | 304 | 16 | 164 | 13 | 3 | 24 | 20.92 | 2.8 | 53 | 100162 | 8.08 | 46.3527 | -70.9614 | 0.2 | 162.1345 | 162.1345 | 162.1345 | 162.1345 | 319.2791 | 162.1345 | 617.5188 | 162.1345 | 405.2498 | 159.2529 | 194.3624 | 159.2529 | 627.4858 | 159.2529 | 838.3732 | 159.2529 | 647.9257 | 142.889
|  | 3929 | 6 | 305 | 17 | 164 | 13 | 3 | 24 | 20.69 | 2.62 | 60 | 100110 | 8.285 | 36.6766 | -84.1343 | 0.2 | 104.7025 | 104.7025 | 104.7025 | 104.7025 | 107.622 | 104.7025 | 133.1197 | 104.7025 | 174.4509 | 161.4717 | 161.4717 | 161.4717 | 178.5797 | 161.4717 | 196.6093 | 161.4717 | 213.8636 | 192.5887
|  | 3930 | 6 | 306 | 18 | 164 | 13 | 3 | 24 | 20.47 | 2.43 | 67 | 100058 | 8.486 | 26.7701 | -95.4346 | 0.2 | 75.7685 | 73.8466 | 73.8466 | 73.8466 | 73.8466 | 73.8466 | 94.0481 | 73.8466 | 123.5663 | 114.9684 | 114.9684 | 114.9684 | 120.8483 | 114.9684 | 136.4919 | 114.9684 | 148 | 137.7627
|  | 3931 | 6 | 307 | 19 | 164 | 13 | 3 | 24 | 20.24 | 2.25 | 74 | 100005 | 8.676 | 17.0347 | -105.9703 | 0.2 | 143.6022 | 78.6772 | 78.6772 | 78.6772 | 78.6772 | 78.6772 | 305.5415 | 78.6772 | 200.5697 | 103.5369 | 103.5369 | 103.5369 | 108.7519 | 103.5369 | 315.0781 | 103.5369 | 183.292 | 110.9918
|  | 3932 | 6 | 308 | 20 | 164 | 13 | 3 | 24 | 18.64 | 1.85 | 82 | 99989 | 8.69 | 7.7961 | -116.4564 | 0.2 | 109.955 | 37.5264 | 37.5264 | 37.5264 | 37.5264 | 37.5264 | 183.0731 | 37.5264 | 117.7995 | 50.8457 | 50.8457 | 50.8457 | 50.8457 | 50.8457 | 169.5018 | 50.8457 | 77.2816 | 55.0232
|  | 3933 | 6 | 309 | 21 | 164 | 13 | 3 | 24 | 17.05 | 1.45 | 89 | 99972 | 8.62 | 0 | -127.4041 | 0.2 | 0 | 0 | 0 | 0 | 0 | 0 | 0 | 0 | 0 | 0 | 0 | 0 | 0 | 0 | 0 | 0 | 0 | 0
|  | 3934 | 6 | 310 | 22 | 164 | 13 | 3 | 24 | 15.45 | 1.05 | 97 | 99956 | 8.466 | 0 | -139.1847 | 0.2 | 0 | 0 | 0 | 0 | 0 | 0 | 0 | 0 | 0 | 0 | 0 | 0 | 0 | 0 | 0 | 0 | 0 | 0
|  | 3935 | 6 | 311 | 23 | 164 | 13 | 3 | 24 | 14.86 | 1.38 | 113 | 99910 | 8.481 | 0 | -152.0014 | 0.2 | 0 | 0 | 0 | 0 | 0 | 0 | 0 | 0 | 0 | 0 | 0 | 0 | 0 | 0 | 0 | 0 | 0 | 0
|  | 3936 | 6 | 312 | 24 | 164 | 13 | 3 | 24 | 14.26 | 1.71 | 128 | 99864 | 8.476 | 0 | -165.8017 | 0.2 | 0 | 0 | 0 | 0 | 0 | 0 | 0 | 0 | 0 | 0 | 0 | 0 | 0 | 0 | 0 | 0 | 0 | 0
|  | 3937 | 6 | 313 | 1 | 165 | 14 | 4 | 24 | 13.67 | 2.04 | 143 | 99818 | 8.463 | 0 | 179.842 | 0.2 | 0 | 0 | 0 | 0 | 0 | 0 | 0 | 0 | 0 | 0 | 0 | 0 | 0 | 0 | 0 | 0 | 0 | 0
|  | 3938 | 6 | 314 | 2 | 165 | 14 | 4 | 24 | 13.58 | 2.06 | 159 | 99809 | 8.676 | 0 | 165.4517 | 0.2 | 0 | 0 | 0 | 0 | 0 | 0 | 0 | 0 | 0 | 0 | 0 | 0 | 0 | 0 | 0 | 0 | 0 | 0
|  | 3939 | 6 | 315 | 3 | 165 | 14 | 4 | 24 | 13.48 | 2.09 | 174 | 99799 | 8.881 | 0 | 151.6822 | 0.2 | 0 | 0 | 0 | 0 | 0 | 0 | 0 | 0 | 0 | 0 | 0 | 0 | 0 | 0 | 0 | 0 | 0 | 0
|  | 3940 | 6 | 316 | 4 | 165 | 14 | 4 | 24 | 13.38 | 2.11 | 190 | 99789 | 9.083 | 0 | 138.8996 | 0.2 | 0 | 0 | 0 | 0 | 0 | 0 | 0 | 0 | 0 | 0 | 0 | 0 | 0 | 0 | 0 | 0 | 0 | 0
|  | 3941 | 6 | 317 | 5 | 165 | 14 | 4 | 24 | 14.84 | 2.41 | 196 | 99779 | 9.565 | 0 | 127.149 | 0.2 | 0 | 0 | 0 | 0 | 0 | 0 | 0 | 0 | 0 | 0 | 0 | 0 | 0 | 0 | 0 | 0 | 0 | 0
|  | 3942 | 6 | 318 | 6 | 165 | 14 | 4 | 24 | 16.3 | 2.72 | 202 | 99769 | 10.04 | 8.0649 | 116.2225 | 0.2 | 3.0645 | 3.0645 | 3.0645 | 3.0645 | 3.0645 | 3.0645 | 3.0645 | 3.0645 | 4.9184 | 4.9184 | 4.9184 | 4.9184 | 4.9184 | 4.9184 | 4.9184 | 4.9184 | 6 | 6
|  | 3943 | 6 | 319 | 7 | 165 | 14 | 4 | 24 | 17.76 | 3.02 | 208 | 99759 | 10.505 | 17.3177 | 105.7463 | 0.2 | 219.4957 | 61.7248 | 621.2776 | 61.7248 | 61.7248 | 61.7248 | 61.7248 | 61.7248 | 296.8765 | 57.1355 | 580.9792 | 57.1355 | 73.7548 | 57.1355 | 57.1355 | 57.1355 | 227.0636 | 45.7895
|  | 3944 | 6 | 320 | 8 | 165 | 14 | 4 | 24 | 19.35 | 3.2 | 221 | 99759 | 10.525 | 27.0603 | 95.2056 | 0.2 | 151.1134 | 97.5619 | 685.3604 | 97.5619 | 97.5619 | 97.5619 | 97.5619 | 97.5619 | 342.1511 | 91.077 | 719.9209 | 91.077 | 266.4179 | 91.077 | 91.077 | 91.077 | 376.9273 | 75.4063
|  | 3945 | 6 | 321 | 9 | 165 | 14 | 4 | 24 | 20.95 | 3.38 | 234 | 99759 | 10.425 | 36.9666 | 83.8787 | 0.2 | 134.5038 | 134.5038 | 519.4944 | 134.5038 | 175.7919 | 134.5038 | 134.5038 | 134.5038 | 324.3812 | 147.5106 | 625.8058 | 147.5106 | 382.7715 | 147.5106 | 147.5106 | 147.5106 | 432.0143 | 140.5933
|  | 3946 | 6 | 322 | 10 | 165 | 14 | 4 | 24 | 22.55 | 3.56 | 248 | 99759 | 10.177 | 46.632 | 70.6434 | 0.2 | 160.8318 | 160.8318 | 487.9578 | 160.8318 | 275.7524 | 160.8318 | 160.8318 | 160.8318 | 359.9477 | 181.6573 | 672.5218 | 181.6573 | 522.4699 | 181.6573 | 209.8958 | 181.6573 | 548.3523 | 181.2911
|  | 3947 | 6 | 323 | 11 | 165 | 14 | 4 | 24 | 23.07 | 3.62 | 250 | 99763 | 9.87 | 55.4057 | 53.6279 | 0.2 | 168.0452 | 168.0452 | 207.7325 | 168.0452 | 197.2754 | 168.0452 | 168.0452 | 168.0452 | 282.0526 | 252.1882 | 330.7846 | 252.1882 | 323.3903 | 252.1882 | 274.6583 | 252.1882 | 368.7366 | 297.2717
|  | 3948 | 6 | 324 | 12 | 165 | 14 | 4 | 24 | 23.59 | 3.68 | 252 | 99766 | 9.53 | 62.0671 | 30.1504 | 0.2 | 205.286 | 205.286 | 285.2587 | 205.286 | 342.9671 | 205.286 | 205.286 | 205.286 | 384.5801 | 269.5905 | 538.4846 | 269.5905 | 579.2906 | 269.5905 | 425.3861 | 269.5905 | 598.7672 | 298.4662
|  | 3949 | 6 | 325 | 13 | 165 | 14 | 4 | 24 | 24.11 | 3.74 | 255 | 99769 | 9.159 | 64.6566 | -0.3508 | 0.2 | 204.8852 | 204.8852 | 204.8852 | 204.8852 | 411.0156 | 204.8852 | 206.1473 | 204.8852 | 405.4162 | 243.4199 | 550.28 | 243.4199 | 696.9286 | 243.4199 | 552.0648 | 243.4199 | 689.4303 | 254.2026
|  | 3950 | 6 | 326 | 14 | 165 | 14 | 4 | 24 | 24.06 | 4.21 | 259 | 99769 | 9.498 | 61.9575 | -30.7462 | 0.2 | 168.1198 | 168.1198 | 168.1198 | 168.1198 | 508.0641 | 168.1198 | 370.3348 | 168.1198 | 419.907 | 135.2032 | 517.2963 | 135.2032 | 900.6608 | 135.2032 | 803.2715 | 135.2032 | 845.248 | 102.6718
|  | 3951 | 6 | 327 | 15 | 165 | 14 | 4 | 24 | 24 | 4.69 | 264 | 99769 | 9.829 | 55.2312 | -54.0573 | 0.2 | 190.2823 | 190.2823 | 190.2823 | 190.2823 | 273.2036 | 190.2823 | 304.6543 | 190.2823 | 344.8962 | 259.6375 | 322.6573 | 259.6375 | 462.1647 | 259.6375 | 484.4037 | 259.6375 | 494.6487 | 291.1534
|  | 3952 | 6 | 328 | 16 | 165 | 14 | 4 | 24 | 23.95 | 5.16 | 269 | 99769 | 10.164 | 46.4278 | -70.9635 | 0.2 | 174.1756 | 174.1756 | 174.1756 | 174.1756 | 290.219 | 174.1756 | 510.4944 | 174.1756 | 383.0303 | 200.6527 | 227.2721 | 200.6527 | 547.1405 | 200.6527 | 702.8988 | 200.6527 | 576.7259 | 202.7615
|  | 3953 | 6 | 329 | 17 | 165 | 14 | 4 | 24 | 23.13 | 3.92 | 270 | 99789 | 10.16 | 36.7516 | -84.1408 | 0.2 | 147.2184 | 147.2184 | 147.2184 | 147.2184 | 172.5238 | 147.2184 | 393.8092 | 147.2184 | 306.3905 | 193.3876 | 193.3876 | 193.3876 | 342.1778 | 193.3876 | 498.6501 | 193.3876 | 396.5433 | 211.4277
|  | 3954 | 6 | 330 | 18 | 165 | 14 | 4 | 24 | 22.31 | 2.68 | 270 | 99809 | 10.13 | 26.845 | -95.4405 | 0.2 | 85.428 | 82.3516 | 82.3516 | 82.3516 | 82.3516 | 82.3516 | 114.6526 | 82.3516 | 141.2167 | 127.4291 | 127.4291 | 127.4291 | 136.8661 | 127.4291 | 161.8817 | 127.4291 | 168.8018 | 152.3796
|  | 3955 | 6 | 331 | 19 | 165 | 14 | 4 | 24 | 21.49 | 1.43 | 271 | 99828 | 10.075 | 17.1098 | -105.9731 | 0.2 | 75.0869 | 57.8874 | 57.8874 | 57.8874 | 57.8874 | 57.8874 | 117.9756 | 57.8874 | 111.9038 | 86.1376 | 86.1376 | 86.1376 | 87.5802 | 86.1376 | 142.2308 | 86.1376 | 119.5537 | 100.3141
|  | 3956 | 6 | 332 | 20 | 165 | 14 | 4 | 24 | 20.25 | 1.77 | 268 | 99871 | 9.866 | 7.8712 | -116.4542 | 0.2 | 18.4571 | 17.5894 | 17.5894 | 17.5894 | 17.5894 | 17.5894 | 19.3331 | 17.5894 | 28.6986 | 27.8947 | 27.8947 | 27.8947 | 27.8947 | 27.8947 | 29.318 | 27.8947 | 34 | 33.7307
|  | 3957 | 6 | 333 | 21 | 165 | 14 | 4 | 24 | 19 | 2.1 | 265 | 99913 | 9.622 | 0 | -127.3951 | 0.2 | 0 | 0 | 0 | 0 | 0 | 0 | 0 | 0 | 0 | 0 | 0 | 0 | 0 | 0 | 0 | 0 | 0 | 0
|  | 3958 | 6 | 334 | 22 | 165 | 14 | 4 | 24 | 17.76 | 2.43 | 261 | 99956 | 9.355 | 0 | -139.1667 | 0.2 | 0 | 0 | 0 | 0 | 0 | 0 | 0 | 0 | 0 | 0 | 0 | 0 | 0 | 0 | 0 | 0 | 0 | 0
|  | 3959 | 6 | 335 | 23 | 165 | 14 | 4 | 24 | 16.97 | 1.82 | 261 | 99969 | 9.344 | 0 | -151.9724 | 0.2 | 0 | 0 | 0 | 0 | 0 | 0 | 0 | 0 | 0 | 0 | 0 | 0 | 0 | 0 | 0 | 0 | 0 | 0
|  | 3960 | 6 | 336 | 24 | 165 | 14 | 4 | 24 | 16.19 | 1.2 | 260 | 99982 | 9.314 | 0 | -165.7606 | 0.2 | 0 | 0 | 0 | 0 | 0 | 0 | 0 | 0 | 0 | 0 | 0 | 0 | 0 | 0 | 0 | 0 | 0 | 0
|  | 3961 | 6 | 337 | 1 | 166 | 15 | 5 | 24 | 15.4 | 0.59 | 260 | 99995 | 9.257 | 0 | 179.8952 | 0.2 | 0 | 0 | 0 | 0 | 0 | 0 | 0 | 0 | 0 | 0 | 0 | 0 | 0 | 0 | 0 | 0 | 0 | 0
|  | 3962 | 6 | 338 | 2 | 166 | 15 | 5 | 24 | 15.48 | 1.07 | 291 | 100022 | 9.511 | 0 | 165.5129 | 0.2 | 0 | 0 | 0 | 0 | 0 | 0 | 0 | 0 | 0 | 0 | 0 | 0 | 0 | 0 | 0 | 0 | 0 | 0
|  | 3963 | 6 | 339 | 3 | 166 | 15 | 5 | 24 | 15.56 | 1.55 | 322 | 100048 | 9.766 | 0 | 151.7482 | 0.2 | 0 | 0 | 0 | 0 | 0 | 0 | 0 | 0 | 0 | 0 | 0 | 0 | 0 | 0 | 0 | 0 | 0 | 0
|  | 3964 | 6 | 340 | 4 | 166 | 15 | 5 | 24 | 15.63 | 2.03 | 354 | 100074 | 10.018 | 0 | 138.9679 | 0.2 | 0 | 0 | 0 | 0 | 0 | 0 | 0 | 0 | 0 | 0 | 0 | 0 | 0 | 0 | 0 | 0 | 0 | 0
|  | 3965 | 6 | 341 | 5 | 166 | 15 | 5 | 24 | 16.24 | 1.61 | 41 | 100067 | 10.253 | 0 | 127.2185 | 0.2 | 0 | 0 | 0 | 0 | 0 | 0 | 0 | 0 | 0 | 0 | 0 | 0 | 0 | 0 | 0 | 0 | 0 | 0
|  | 3966 | 6 | 342 | 6 | 166 | 15 | 5 | 24 | 16.85 | 1.19 | 89 | 100061 | 10.49 | 8.0699 | 116.2936 | 0.2 | 37.6755 | 14.9143 | 60.9812 | 14.9143 | 14.9143 | 14.9143 | 14.9143 | 14.9143 | 41.0044 | 19.7583 | 57.484 | 19.7583 | 19.7583 | 19.7583 | 19.7583 | 19.7583 | 28.0322 | 20.7469
|  | 3967 | 6 | 343 | 7 | 166 | 15 | 5 | 24 | 17.46 | 0.77 | 136 | 100054 | 10.726 | 17.3182 | 105.8201 | 0.2 | 129.3213 | 61.3212 | 301.307 | 61.3212 | 61.3212 | 61.3212 | 61.3212 | 61.3212 | 175.737 | 72.6571 | 297.3493 | 72.6571 | 79.5703 | 72.6571 | 72.6571 | 72.6571 | 148.6876 | 70.9108
|  | 3968 | 6 | 344 | 8 | 166 | 15 | 5 | 24 | 19.23 | 0.89 | 167 | 100028 | 10.806 | 27.0583 | 95.2847 | 0.2 | 118.4996 | 97.2643 | 326.8402 | 97.2643 | 97.2643 | 97.2643 | 97.2643 | 97.2643 | 220.8799 | 122.5885 | 368.199 | 122.5885 | 190.8487 | 122.5885 | 122.5885 | 122.5885 | 245.753 | 127.9832
|  | 3969 | 6 | 345 | 9 | 166 | 15 | 5 | 24 | 21 | 1 | 198 | 100002 | 10.739 | 36.9647 | 83.9669 | 0.2 | 118.9721 | 118.9721 | 726.7872 | 118.9721 | 183.2107 | 118.9721 | 118.9721 | 118.9721 | 379.3814 | 99.5478 | 854.5951 | 99.5478 | 470.2285 | 99.5478 | 99.5478 | 99.5478 | 535.1609 | 75.1778
|  | 3970 | 6 | 346 | 10 | 166 | 15 | 5 | 24 | 22.78 | 1.12 | 228 | 99976 | 10.497 | 46.6337 | 70.7461 | 0.2 | 128.1514 | 128.1514 | 708.9416 | 128.1514 | 331.0173 | 128.1514 | 128.1514 | 128.1514 | 407.7183 | 90.6109 | 961.8468 | 90.6109 | 694.614 | 90.6109 | 140.4854 | 90.6109 | 710.1419 | 58.8185
|  | 3971 | 6 | 347 | 11 | 166 | 15 | 5 | 24 | 24.03 | 1.01 | 234 | 99917 | 10.543 | 55.4164 | 53.7506 | 0.2 | 140.8122 | 140.8122 | 561.1944 | 140.8122 | 449.0422 | 140.8122 | 140.8122 | 140.8122 | 409.5075 | 92.8195 | 924.714 | 92.8195 | 845.4104 | 92.8195 | 330.2039 | 92.8195 | 809.67 | 53.5757
|  | 3972 | 6 | 348 | 12 | 166 | 15 | 5 | 24 | 25.29 | 0.9 | 239 | 99858 | 10.531 | 62.0946 | 30.289 | 0.2 | 144.0649 | 144.0649 | 370.5469 | 144.0649 | 531.8137 | 144.0649 | 144.0649 | 144.0649 | 411.8603 | 86.4782 | 846.1871 | 86.4782 | 960.22 | 86.4782 | 525.8932 | 86.4782 | 890.9339 | 43.0252
|  | 3973 | 6 | 349 | 13 | 166 | 15 | 5 | 24 | 26.55 | 0.79 | 245 | 99799 | 10.44 | 64.706 | -0.2331 | 0.2 | 157.5334 | 157.5334 | 157.5334 | 157.5334 | 547.4048 | 157.5334 | 159.1196 | 157.5334 | 418.9445 | 111.2554 | 693.5036 | 111.2554 | 970.3059 | 111.2554 | 695.7467 | 111.2554 | 899.2288 | 74.2193
|  | 3974 | 6 | 350 | 14 | 166 | 15 | 5 | 24 | 27.14 | 0.66 | 252 | 99766 | 10.504 | 62.0218 | -30.6847 | 0.2 | 133.9803 | 133.9803 | 133.9803 | 133.9803 | 544.0983 | 133.9803 | 377.3421 | 133.9803 | 414.1786 | 69.3924 | 532.0931 | 69.3924 | 994.1731 | 69.3924 | 876.2587 | 69.3924 | 923.5357 | 25.8164
|  | 3975 | 6 | 351 | 15 | 166 | 15 | 5 | 24 | 27.74 | 0.54 | 260 | 99733 | 10.561 | 55.3005 | -54.0356 | 0.2 | 140.0512 | 140.0512 | 140.0512 | 140.0512 | 460.4521 | 140.0512 | 581.622 | 140.0512 | 419.1334 | 88.5527 | 333.4533 | 88.5527 | 872.2487 | 88.5527 | 957.9288 | 88.5527 | 836.2314 | 48.3188
|  | 3976 | 6 | 352 | 16 | 166 | 15 | 5 | 24 | 28.33 | 0.41 | 268 | 99700 | 10.603 | 46.4982 | -70.9584 | 0.2 | 127.1495 | 127.1495 | 127.1495 | 127.1495 | 340.5842 | 127.1495 | 745.5492 | 127.1495 | 421.6794 | 85.167 | 135.3258 | 85.167 | 723.5216 | 85.167 | 1009.8751 | 85.167 | 741.2605 | 51.9254
|  | 3977 | 6 | 353 | 17 | 166 | 15 | 5 | 24 | 27.67 | 0.72 | 308 | 99677 | 11.41 | 36.8221 | -84.1407 | 0.2 | 116.0449 | 116.0449 | 116.0449 | 116.0449 | 189.1676 | 116.0449 | 828.5914 | 116.0449 | 415.3231 | 87.8196 | 87.8196 | 87.8196 | 518.7343 | 87.8196 | 970.8752 | 87.8196 | 597.2908 | 61.0081
|  | 3978 | 6 | 354 | 18 | 166 | 15 | 5 | 24 | 27.02 | 1.03 | 347 | 99655 | 12.151 | 26.9155 | -95.4405 | 0.2 | 166.3678 | 96.9654 | 96.9654 | 96.9654 | 96.9654 | 96.9654 | 825.669 | 96.9654 | 395.2281 | 83.3823 | 83.3823 | 83.3823 | 297.0782 | 83.3823 | 861.4244 | 83.3823 | 437.4919 | 65.8778
|  | 3979 | 6 | 355 | 19 | 166 | 15 | 5 | 24 | 26.36 | 1.34 | 27 | 99632 | 12.809 | 17.1802 | -105.9705 | 0.2 | 262.6061 | 70.616 | 70.616 | 70.616 | 70.616 | 70.616 | 741.4667 | 70.616 | 354.8673 | 66.5615 | 66.5615 | 66.5615 | 83.3523 | 66.5615 | 693.4729 | 66.5615 | 271.4832 | 55.7473
|  | 3980 | 6 | 356 | 20 | 166 | 15 | 5 | 24 | 24.53 | 1.59 | 50 | 99645 | 12.235 | 7.9413 | -116.4472 | 0.2 | 163.4029 | 48.7119 | 48.7119 | 48.7119 | 48.7119 | 48.7119 | 279.278 | 48.7119 | 172.0156 | 65.5156 | 65.5156 | 65.5156 | 65.5156 | 65.5156 | 253.9517 | 65.5156 | 106.9228 | 71
|  | 3981 | 6 | 357 | 21 | 166 | 15 | 5 | 24 | 22.71 | 1.84 | 72 | 99658 | 11.631 | 0 | -127.3818 | 0.2 | 0 | 0 | 0 | 0 | 0 | 0 | 0 | 0 | 0 | 0 | 0 | 0 | 0 | 0 | 0 | 0 | 0 | 0
|  | 3982 | 6 | 358 | 22 | 166 | 15 | 5 | 24 | 20.88 | 2.1 | 95 | 99671 | 10.995 | 0 | -139.1451 | 0.2 | 0 | 0 | 0 | 0 | 0 | 0 | 0 | 0 | 0 | 0 | 0 | 0 | 0 | 0 | 0 | 0 | 0 | 0
|  | 3983 | 6 | 359 | 23 | 166 | 15 | 5 | 24 | 20.05 | 1.86 | 106 | 99671 | 10.959 | 0 | -151.9407 | 0.2 | 0 | 0 | 0 | 0 | 0 | 0 | 0 | 0 | 0 | 0 | 0 | 0 | 0 | 0 | 0 | 0 | 0 | 0
|  | 3984 | 6 | 360 | 24 | 166 | 15 | 5 | 24 | 19.22 | 1.62 | 118 | 99671 | 10.896 | 0 | -165.7177 | 0.2 | 0 | 0 | 0 | 0 | 0 | 0 | 0 | 0 | 0 | 0 | 0 | 0 | 0 | 0 | 0 | 0 | 0 | 0
|  | 3985 | 6 | 361 | 1 | 167 | 16 | 6 | 24 | 18.39 | 1.38 | 129 | 99671 | 10.806 | 0 | 179.9488 | 0.2 | 0 | 0 | 0 | 0 | 0 | 0 | 0 | 0 | 0 | 0 | 0 | 0 | 0 | 0 | 0 | 0 | 0 | 0
|  | 3986 | 6 | 362 | 2 | 167 | 16 | 6 | 24 | 18.16 | 1.29 | 130 | 99648 | 11.006 | 0 | 165.5732 | 0.2 | 0 | 0 | 0 | 0 | 0 | 0 | 0 | 0 | 0 | 0 | 0 | 0 | 0 | 0 | 0 | 0 | 0 | 0
|  | 3987 | 6 | 363 | 3 | 167 | 16 | 6 | 24 | 17.92 | 1.2 | 131 | 99625 | 11.189 | 0 | 151.8122 | 0.2 | 0 | 0 | 0 | 0 | 0 | 0 | 0 | 0 | 0 | 0 | 0 | 0 | 0 | 0 | 0 | 0 | 0 | 0
|  | 3988 | 6 | 364 | 4 | 167 | 16 | 6 | 24 | 17.68 | 1.1 | 132 | 99602 | 11.366 | 0 | 139.0334 | 0.2 | 0 | 0 | 0 | 0 | 0 | 0 | 0 | 0 | 0 | 0 | 0 | 0 | 0 | 0 | 0 | 0 | 0 | 0
|  | 3989 | 6 | 365 | 5 | 167 | 16 | 6 | 24 | 18.84 | 1.26 | 133 | 99602 | 12.274 | 0 | 127.2845 | 0.2 | 0 | 0 | 0 | 0 | 0 | 0 | 0 | 0 | 0 | 0 | 0 | 0 | 0 | 0 | 0 | 0 | 0 | 0
|  | 3990 | 6 | 366 | 6 | 167 | 16 | 6 | 24 | 20 | 1.42 | 134 | 99602 | 13.249 | 8.0693 | 116.3604 | 0.2 | 88.5268 | 21.6506 | 156.6061 | 21.6506 | 21.6506 | 21.6506 | 21.6506 | 21.6506 | 86.106 | 23.7181 | 134.2453 | 23.7181 | 23.7181 | 23.7181 | 23.7181 | 23.7181 | 41.619 | 20.2654
|  | 3991 | 6 | 367 | 7 | 167 | 16 | 6 | 24 | 21.16 | 1.57 | 135 | 99602 | 14.293 | 17.3134 | 105.8893 | 0.2 | 197.2634 | 66.7467 | 525.2558 | 66.7467 | 66.7467 | 66.7467 | 66.7467 | 66.7467 | 265.7789 | 68.4099 | 497.7045 | 68.4099 | 81.2003 | 68.4099 | 68.4099 | 68.4099 | 208.2858 | 59.6806
|  | 3992 | 6 | 368 | 8 | 167 | 16 | 6 | 24 | 23.55 | 1.64 | 142 | 99599 | 15.248 | 27.0513 | 95.3586 | 0.2 | 152.8802 | 96.9228 | 693.4921 | 96.9228 | 96.9228 | 96.9228 | 96.9228 | 96.9228 | 345.5094 | 89.583 | 727.7798 | 89.583 | 266.3736 | 89.583 | 89.583 | 89.583 | 379.5135 | 73.5364
|  | 3993 | 6 | 369 | 9 | 167 | 16 | 6 | 24 | 25.94 | 1.7 | 148 | 99596 | 16.106 | 36.9578 | 84.0493 | 0.2 | 134.1794 | 134.1794 | 475.488 | 134.1794 | 169.7554 | 134.1794 | 134.1794 | 134.1794 | 315.173 | 157.7599 | 581.6707 | 157.7599 | 365.4851 | 157.7599 | 157.7599 | 157.7599 | 418.6341 | 160.4424
|  | 3994 | 6 | 370 | 10 | 167 | 16 | 6 | 24 | 28.33 | 1.77 | 155 | 99592 | 16.815 | 46.6301 | 70.8423 | 0.2 | 131.1293 | 131.1293 | 694.6038 | 131.1293 | 326.8857 | 131.1293 | 131.1293 | 131.1293 | 402.9103 | 94.8248 | 939.7676 | 94.8248 | 679.7516 | 94.8248 | 142.8943 | 94.8248 | 693.0761 | 61.621
|  | 3995 | 6 | 371 | 11 | 167 | 16 | 6 | 24 | 29.33 | 1.73 | 170 | 99560 | 16.307 | 55.4213 | 53.8669 | 0.2 | 140.8157 | 140.8157 | 561.7918 | 140.8157 | 448.1692 | 140.8157 | 140.8157 | 140.8157 | 410.1822 | 92.8175 | 925.189 | 92.8175 | 844.8456 | 92.8175 | 329.8389 | 92.8175 | 809.7482 | 53.5732
|  | 3996 | 6 | 372 | 12 | 167 | 16 | 6 | 24 | 30.33 | 1.7 | 184 | 99527 | 15.668 | 62.1154 | 30.4232 | 0.2 | 144.0572 | 144.0572 | 371.2771 | 144.0572 | 530.9848 | 144.0572 | 144.0572 | 144.0572 | 412.4981 | 86.4558 | 846.766 | 86.4558 | 959.6963 | 86.4558 | 525.4285 | 86.4558 | 891.0194 | 42.9984
|  | 3997 | 6 | 373 | 13 | 167 | 16 | 6 | 24 | 31.34 | 1.67 | 199 | 99494 | 14.901 | 64.7484 | -0.11407 | 0.2 | 137.0882 | 137.0882 | 137.0882 | 137.0882 | 568.3766 | 137.0882 | 137.9468 | 137.0882 | 412.6602 | 71.0502 | 717.02 | 71.0502 | 1022.5941 | 71.0502 | 718.2343 | 71.0502 | 940.5436 | 26.1456
|  | 3998 | 6 | 374 | 14 | 167 | 16 | 6 | 24 | 31.99 | 1.93 | 210 | 99432 | 14.57 | 62.0798 | -30.6168 | 0.2 | 133.653 | 133.653 | 133.653 | 133.653 | 543.286 | 133.653 | 376.0712 | 133.653 | 414.4442 | 68.9589 | 532.683 | 68.9589 | 993.7529 | 68.9589 | 875.5141 | 68.9589 | 923.6442 | 25.4212
|  | 3999 | 6 | 375 | 15 | 167 | 16 | 6 | 24 | 32.64 | 2.19 | 221 | 99369 | 14.189 | 55.3646 | -54.0062 | 0.2 | 131.0806 | 131.0806 | 131.0806 | 131.0806 | 463.9676 | 131.0806 | 589.3649 | 131.0806 | 420.7888 | 76.3505 | 332.1195 | 76.3505 | 891.562 | 76.3505 | 980.2313 | 76.3505 | 858.4365 | 38.4403
|  | 4000 | 6 | 376 | 16 | 167 | 16 | 6 | 24 | 33.29 | 2.46 | 232 | 99307 | 13.756 | 46.5638 | -70.946 | 0.2 | 129.9356 | 129.9356 | 129.9356 | 129.9356 | 340.7359 | 129.9356 | 740.2765 | 129.9356 | 422.9105 | 89.7465 | 140.3927 | 89.7465 | 721.0273 | 89.7465 | 1003.5451 | 89.7465 | 738.9156 | 56.9502
|  | 4001 | 6 | 377 | 17 | 167 | 16 | 6 | 24 | 32.34 | 2.07 | 218 | 99327 | 14.961 | 36.888 | -84.1342 | 0.2 | 122.8097 | 122.8097 | 122.8097 | 122.8097 | 192.9658 | 122.8097 | 805.6838 | 122.8097 | 414.6217 | 99.9344 | 99.9344 | 99.9344 | 513.8374 | 99.9344 | 947.0945 | 99.9344 | 590.2813 | 75.0902
|  | 4002 | 6 | 378 | 18 | 167 | 16 | 6 | 24 | 31.39 | 1.68 | 205 | 99347 | 15.995 | 26.9815 | -95.4347 | 0.2 | 169.8093 | 104.6513 | 104.6513 | 104.6513 | 104.6513 | 104.6513 | 789.522 | 104.6513 | 389.6642 | 95.9232 | 95.9232 | 95.9232 | 297.5169 | 95.9232 | 827.8672 | 95.9232 | 429.699 | 79.4445
|  | 4003 | 6 | 379 | 19 | 167 | 16 | 6 | 24 | 30.44 | 1.3 | 191 | 99366 | 16.878 | 17.246 | -105.9628 | 0.2 | 247.3659 | 74.5214 | 74.5214 | 74.5214 | 74.5214 | 74.5214 | 678.784 | 74.5214 | 336.8248 | 76.6451 | 76.6451 | 76.6451 | 92.3859 | 76.6451 | 641.8835 | 76.6451 | 264.9559 | 69.8506
|  | 4004 | 6 | 380 | 20 | 167 | 16 | 6 | 24 | 28.26 | 1.03 | 186 | 99415 | 15.963 | 8.0065 | -116.4355 | 0.2 | 150.9774 | 48.5125 | 48.5125 | 48.5125 | 48.5125 | 48.5125 | 254.6061 | 48.5125 | 159.8737 | 64.5286 | 64.5286 | 64.5286 | 64.5286 | 64.5286 | 233.1503 | 64.5286 | 101.208 | 68.8345
|  | 4005 | 6 | 381 | 21 | 167 | 16 | 6 | 24 | 26.08 | 0.76 | 181 | 99464 | 14.994 | 0 | -127.3643 | 0.2 | 0 | 0 | 0 | 0 | 0 | 0 | 0 | 0 | 0 | 0 | 0 | 0 | 0 | 0 | 0 | 0 | 0 | 0
|  | 4006 | 6 | 382 | 22 | 167 | 16 | 6 | 24 | 23.9 | 0.5 | 176 | 99514 | 13.993 | 0 | -139.1199 | 0.2 | 0 | 0 | 0 | 0 | 0 | 0 | 0 | 0 | 0 | 0 | 0 | 0 | 0 | 0 | 0 | 0 | 0 | 0
|  | 4007 | 6 | 383 | 23 | 167 | 16 | 6 | 24 | 23.02 | 1.07 | 177 | 99533 | 13.79 | 0 | -151.9062 | 0.2 | 0 | 0 | 0 | 0 | 0 | 0 | 0 | 0 | 0 | 0 | 0 | 0 | 0 | 0 | 0 | 0 | 0 | 0
|  | 4008 | 6 | 384 | 24 | 167 | 16 | 6 | 24 | 22.14 | 1.65 | 179 | 99553 | 13.565 | 0 | -165.6732 | 0.2 | 0 | 0 | 0 | 0 | 0 | 0 | 0 | 0 | 0 | 0 | 0 | 0 | 0 | 0 | 0 | 0 | 0 | 0
|  | 4009 | 6 | 385 | 1 | 168 | 17 | 7 | 24 | 21.26 | 2.22 | 180 | 99573 | 13.321 | 0 | -179.9973 | 0.2 | 0 | 0 | 0 | 0 | 0 | 0 | 0 | 0 | 0 | 0 | 0 | 0 | 0 | 0 | 0 | 0 | 0 | 0
|  | 4010 | 6 | 386 | 2 | 168 | 17 | 7 | 24 | 20.94 | 1.86 | 169 | 99625 | 12.917 | 0 | 165.6325 | 0.2 | 0 | 0 | 0 | 0 | 0 | 0 | 0 | 0 | 0 | 0 | 0 | 0 | 0 | 0 | 0 | 0 | 0 | 0
|  | 4011 | 6 | 387 | 3 | 168 | 17 | 7 | 24 | 20.61 | 1.5 | 158 | 99677 | 12.515 | 0 | 151.874 | 0.2 | 0 | 0 | 0 | 0 | 0 | 0 | 0 | 0 | 0 | 0 | 0 | 0 | 0 | 0 | 0 | 0 | 0 | 0
|  | 4012 | 6 | 388 | 4 | 168 | 17 | 7 | 24 | 20.28 | 1.14 | 147 | 99730 | 12.125 | 0 | 139.0958 | 0.2 | 0 | 0 | 0 | 0 | 0 | 0 | 0 | 0 | 0 | 0 | 0 | 0 | 0 | 0 | 0 | 0 | 0 | 0
|  | 4013 | 6 | 389 | 5 | 168 | 17 | 7 | 24 | 21.11 | 1.49 | 154 | 99753 | 13.17 | 0 | 127.3468 | 0.2 | 0 | 0 | 0 | 0 | 0 | 0 | 0 | 0 | 0 | 0 | 0 | 0 | 0 | 0 | 0 | 0 | 0 | 0
|  | 4014 | 6 | 390 | 6 | 168 | 17 | 7 | 24 | 21.93 | 1.84 | 160 | 99776 | 14.279 | 8.0633 | 116.423 | 0.2 | 143.2892 | 26.4985 | 261.5351 | 26.4985 | 26.4985 | 26.4985 | 26.4985 | 26.4985 | 136.4711 | 27.5965 | 220.0836 | 27.5965 | 27.5965 | 27.5965 | 27.5965 | 27.5965 | 59.8585 | 22.6773
|  | 4015 | 6 | 391 | 7 | 168 | 17 | 7 | 24 | 22.76 | 2.19 | 166 | 99799 | 15.477 | 17.3035 | 105.9536 | 0.2 | 195.5246 | 66.5117 | 517.8118 | 66.5117 | 66.5117 | 66.5117 | 66.5117 | 66.5117 | 262.9769 | 68.3534 | 490.8683 | 68.3534 | 80.525 | 68.3534 | 68.3534 | 68.3534 | 205.9312 | 59.705
|  | 4016 | 6 | 392 | 8 | 168 | 17 | 7 | 24 | 24.78 | 1.66 | 136 | 99802 | 15.824 | 27.0392 | 95.4272 | 0.2 | 153.7134 | 98.0186 | 684.2424 | 98.0186 | 98.0186 | 98.0186 | 98.0186 | 98.0186 | 343.8088 | 91.9066 | 718.9494 | 91.9066 | 265.0444 | 91.9066 | 91.9066 | 91.9066 | 376.972 | 76.4234
|  | 4017 | 6 | 393 | 9 | 168 | 17 | 7 | 24 | 26.8 | 1.13 | 106 | 99805 | 15.965 | 36.9458 | 84.1257 | 0.2 | 121.3495 | 121.3495 | 712.613 | 121.3495 | 182.1822 | 121.3495 | 121.3495 | 121.3495 | 377.5779 | 104.5025 | 838.6795 | 104.5025 | 463.6083 | 104.5025 | 104.5025 | 104.5025 | 528.1651 | 81.1454
|  | 4018 | 6 | 394 | 10 | 168 | 17 | 7 | 24 | 28.82 | 0.59 | 76 | 99809 | 15.853 | 46.6211 | 70.932 | 0.2 | 125.6291 | 125.6291 | 710.5035 | 125.6291 | 327.7942 | 125.6291 | 125.6291 | 125.6291 | 405.1567 | 85.0412 | 961.6778 | 85.0412 | 691.0614 | 85.0412 | 134.5404 | 85.0412 | 705.76 | 50.8832
|  | 4019 | 6 | 395 | 11 | 168 | 17 | 7 | 24 | 29.28 | 1.82 | 87 | 99776 | 15.025 | 55.4202 | 53.9766 | 0.2 | 141.1356 | 141.1356 | 562.4541 | 141.1356 | 447.5045 | 141.1356 | 141.1356 | 141.1356 | 411.0283 | 93.2989 | 925.5809 | 93.2989 | 844.2992 | 93.2989 | 329.7466 | 93.2989 | 809.7934 | 54.0874
|  | 4020 | 6 | 396 | 12 | 168 | 17 | 7 | 24 | 29.74 | 3.05 | 98 | 99743 | 14.139 | 62.1297 | 30.5528 | 0.2 | 145.8372 | 145.8372 | 371.4745 | 145.8372 | 528.0868 | 145.8372 | 145.8372 | 145.8372 | 412.9243 | 89.6777 | 842.7652 | 89.6777 | 953.5068 | 89.6777 | 523.666 | 89.6777 | 885.8892 | 46.4999
|  | 4021 | 6 | 397 | 13 | 168 | 17 | 7 | 24 | 30.2 | 4.28 | 108 | 99710 | 13.196 | 64.7838 | 0.0059833 | 0.2 | 137.0763 | 137.0763 | 137.1213 | 137.0763 | 567.7384 | 137.0763 | 137.0763 | 137.0763 | 413.1681 | 71.0189 | 717.724 | 71.0189 | 1022.2163 | 71.0189 | 717.6604 | 71.0189 | 940.6421 | 26.108
|  | 4022 | 6 | 398 | 14 | 168 | 17 | 7 | 24 | 31.11 | 4.11 | 100 | 99671 | 14.166 | 62.1316 | -30.5427 | 0.2 | 133.6365 | 133.6365 | 133.6365 | 133.6365 | 542.7696 | 133.6365 | 375.0451 | 133.6365 | 414.8801 | 68.9159 | 533.4793 | 68.9159 | 993.4816 | 68.9159 | 874.8824 | 68.9159 | 923.769 | 25.3688
|  | 4023 | 6 | 399 | 15 | 168 | 17 | 7 | 24 | 32.02 | 3.94 | 92 | 99632 | 15.2 | 55.4232 | -53.9693 | 0.2 | 132.9351 | 132.9351 | 132.9351 | 132.9351 | 462.9339 | 132.9351 | 586.628 | 132.9351 | 419.1718 | 76.9732 | 331.7069 | 76.9732 | 885.8606 | 76.9732 | 973.3255 | 76.9732 | 850.3324 | 36.3916
|  | 4024 | 6 | 400 | 16 | 168 | 17 | 7 | 24 | 32.93 | 3.78 | 84 | 99592 | 16.3 | 46.6246 | -70.9266 | 0.2 | 130.4174 | 130.4174 | 130.4174 | 130.4174 | 339.7323 | 130.4174 | 735.7904 | 130.4174 | 420.3449 | 88.9816 | 140.2896 | 88.9816 | 716.3609 | 88.9816 | 996.4162 | 88.9816 | 732.1084 | 54.175
|  | 4025 | 6 | 401 | 17 | 168 | 17 | 7 | 24 | 32.01 | 3.49 | 78 | 99579 | 16.428 | 36.9494 | -84.1213 | 0.2 | 124.9894 | 124.9894 | 124.9894 | 124.9894 | 194.1693 | 124.9894 | 796.8714 | 124.9894 | 414.3438 | 104.0214 | 104.0214 | 104.0214 | 512.179 | 104.0214 | 938.3537 | 104.0214 | 588.0377 | 79.9956
|  | 4026 | 6 | 402 | 18 | 168 | 17 | 7 | 24 | 31.09 | 3.19 | 72 | 99566 | 16.491 | 27.0429 | -95.4232 | 0.2 | 169.5425 | 104.6424 | 104.6424 | 104.6424 | 104.6424 | 104.6424 | 788.2628 | 104.6424 | 389.6065 | 95.8491 | 95.8491 | 95.8491 | 297.8238 | 95.8491 | 827.1078 | 95.8491 | 429.8576 | 79.3221
|  | 4027 | 6 | 403 | 19 | 168 | 17 | 7 | 24 | 30.17 | 2.9 | 66 | 99553 | 16.501 | 17.307 | -105.9498 | 0.2 | 245.7175 | 75.2022 | 75.2022 | 75.2022 | 75.2022 | 75.2022 | 671.8332 | 75.2022 | 335.5734 | 78.2795 | 78.2795 | 78.2795 | 94.4284 | 78.2795 | 636.8827 | 78.2795 | 265.5599 | 72.2066
|  | 4028 | 6 | 404 | 20 | 168 | 17 | 7 | 24 | 28.42 | 2.65 | 76 | 99560 | 15.538 | 8.0666 | -116.419 | 0.2 | 145.7386 | 48.931 | 48.931 | 48.931 | 48.931 | 48.931 | 243.786 | 48.931 | 155.6684 | 65.4104 | 65.4104 | 65.4104 | 65.4104 | 65.4104 | 224.9984 | 65.4104 | 100.8098 | 69.9733
|  | 4029 | 6 | 405 | 21 | 168 | 17 | 7 | 24 | 26.68 | 2.41 | 86 | 99566 | 14.596 | 0 | -127.3426 | 0.2 | 0 | 0 | 0 | 0 | 0 | 0 | 0 | 0 | 0 | 0 | 0 | 0 | 0 | 0 | 0 | 0 | 0 | 0
|  | 4030 | 6 | 406 | 22 | 168 | 17 | 7 | 24 | 24.93 | 2.17 | 96 | 99573 | 13.663 | 0 | -139.0912 | 0.2 | 0 | 0 | 0 | 0 | 0 | 0 | 0 | 0 | 0 | 0 | 0 | 0 | 0 | 0 | 0 | 0 | 0 | 0
|  | 4031 | 6 | 407 | 23 | 168 | 17 | 7 | 24 | 23.98 | 2.13 | 104 | 99550 | 13.333 | 0 | -151.8691 | 0.2 | 0 | 0 | 0 | 0 | 0 | 0 | 0 | 0 | 0 | 0 | 0 | 0 | 0 | 0 | 0 | 0 | 0 | 0
|  | 4032 | 6 | 408 | 24 | 168 | 17 | 7 | 24 | 23.02 | 2.09 | 113 | 99527 | 12.982 | 0 | -165.6272 | 0.2 | 0 | 0 | 0 | 0 | 0 | 0 | 0 | 0 | 0 | 0 | 0 | 0 | 0 | 0 | 0 | 0 | 0 | 0
|  | 4033 | 6 | 409 | 1 | 169 | 18 | 1 | 25 | 22.07 | 2.06 | 122 | 99504 | 12.633 | 0 | -179.9433 | 0.2 | 0 | 0 | 0 | 0 | 0 | 0 | 0 | 0 | 0 | 0 | 0 | 0 | 0 | 0 | 0 | 0 | 0 | 0
|  | 4034 | 6 | 410 | 2 | 169 | 18 | 1 | 25 | 21.79 | 1.91 | 124 | 99451 | 12.481 | 0 | 165.6906 | 0.2 | 0 | 0 | 0 | 0 | 0 | 0 | 0 | 0 | 0 | 0 | 0 | 0 | 0 | 0 | 0 | 0 | 0 | 0
|  | 4035 | 6 | 411 | 3 | 169 | 18 | 1 | 25 | 21.51 | 1.77 | 126 | 99399 | 12.33 | 0 | 151.9336 | 0.2 | 0 | 0 | 0 | 0 | 0 | 0 | 0 | 0 | 0 | 0 | 0 | 0 | 0 | 0 | 0 | 0 | 0 | 0
|  | 4036 | 6 | 412 | 4 | 169 | 18 | 1 | 25 | 21.23 | 1.63 | 127 | 99347 | 12.18 | 0 | 139.1551 | 0.2 | 0 | 0 | 0 | 0 | 0 | 0 | 0 | 0 | 0 | 0 | 0 | 0 | 0 | 0 | 0 | 0 | 0 | 0
|  | 4037 | 6 | 413 | 5 | 169 | 18 | 1 | 25 | 22.19 | 1.3 | 134 | 99340 | 13.097 | 0 | 127.4052 | 0.2 | 0 | 0 | 0 | 0 | 0 | 0 | 0 | 0 | 0 | 0 | 0 | 0 | 0 | 0 | 0 | 0 | 0 | 0
|  | 4038 | 6 | 414 | 6 | 169 | 18 | 1 | 25 | 23.14 | 0.97 | 140 | 99333 | 14.07 | 8.0519 | 116.4812 | 0.2 | 104.9174 | 22.7406 | 187.6972 | 22.7406 | 22.7406 | 22.7406 | 22.7406 | 22.7406 | 101.2375 | 24.6948 | 159.7716 | 24.6948 | 24.6948 | 24.6948 | 24.6948 | 24.6948 | 47.2116 | 21.1407
|  | 4039 | 6 | 415 | 7 | 169 | 18 | 1 | 25 | 24.1 | 0.65 | 146 | 99327 | 15.115 | 17.2884 | 106.0131 | 0.2 | 197.9742 | 66.1667 | 525.4368 | 66.1667 | 66.1667 | 66.1667 | 66.1667 | 66.1667 | 265.8968 | 67.5374 | 497.4478 | 67.5374 | 79.4929 | 67.5374 | 67.5374 | 67.5374 | 207.3973 | 58.6822
|  | 4040 | 6 | 416 | 8 | 169 | 18 | 1 | 25 | 26.44 | 1.11 | 155 | 99324 | 15.956 | 27.0222 | 95.4903 | 0.2 | 153.7161 | 99.2013 | 666.3635 | 99.2013 | 99.2013 | 99.2013 | 99.2013 | 99.2013 | 338.9846 | 94.9562 | 701.4811 | 94.9562 | 261.8891 | 94.9562 | 94.9562 | 94.9562 | 370.9441 | 80.3506
|  | 4041 | 6 | 417 | 9 | 169 | 18 | 1 | 25 | 28.78 | 1.58 | 164 | 99320 | 16.661 | 36.9288 | 84.1961 | 0.2 | 132.1124 | 132.1124 | 626.4013 | 132.1124 | 182.3541 | 132.1124 | 132.1124 | 132.1124 | 358.6517 | 130.1262 | 743.6931 | 130.1262 | 429.7042 | 130.1262 | 130.1262 | 130.1262 | 487.2043 | 113.7787
|  | 4042 | 6 | 418 | 10 | 169 | 18 | 1 | 25 | 31.13 | 2.04 | 174 | 99317 | 17.193 | 46.607 | 71.015 | 0.2 | 138.7081 | 138.7081 | 668.3761 | 138.7081 | 320.9319 | 138.7081 | 138.7081 | 138.7081 | 399.9591 | 109.8688 | 903.3426 | 109.8688 | 657.6624 | 109.8688 | 154.2789 | 109.8688 | 671.693 | 79.2196
|  | 4043 | 6 | 419 | 11 | 169 | 18 | 1 | 25 | 31.5 | 2.17 | 182 | 99304 | 16.775 | 55.4134 | 54.0794 | 0.2 | 146.1682 | 146.1682 | 553.4515 | 146.1682 | 441.2149 | 146.1682 | 146.1682 | 146.1682 | 410.2137 | 103.0833 | 906.8361 | 103.0833 | 827.4728 | 103.0833 | 330.8504 | 103.0833 | 794.6819 | 65.2873
|  | 4044 | 6 | 420 | 12 | 169 | 18 | 1 | 25 | 31.87 | 2.29 | 191 | 99291 | 16.334 | 62.1373 | 30.6775 | 0.2 | 156.4471 | 156.4471 | 368.3905 | 156.4471 | 513.72 | 156.4471 | 156.4471 | 156.4471 | 417.4482 | 114.4285 | 819.9449 | 114.4285 | 922.7084 | 114.4285 | 520.2117 | 114.4285 | 865.0805 | 79.2731
|  | 4045 | 6 | 421 | 13 | 169 | 18 | 1 | 25 | 32.24 | 2.41 | 200 | 99278 | 15.863 | 64.8123 | 0.12674 | 0.2 | 208.9208 | 208.9208 | 209.2078 | 208.9208 | 338.6795 | 208.9208 | 208.9208 | 208.9208 | 380.5983 | 277.2566 | 472.5545 | 277.2566 | 564.1048 | 277.2566 | 472.1486 | 277.2566 | 583.2811 | 307.3753
|  | 4046 | 6 | 422 | 14 | 169 | 18 | 1 | 25 | 32.65 | 1.82 | 211 | 99288 | 15.134 | 62.1769 | -30.4626 | 0.2 | 160.344 | 160.344 | 160.344 | 160.344 | 517.9916 | 160.344 | 370.7003 | 160.344 | 422.644 | 119.6091 | 526.7947 | 119.6091 | 928.4341 | 119.6091 | 824.2834 | 119.6091 | 870.8007 | 84.597
|  | 4047 | 6 | 423 | 15 | 169 | 18 | 1 | 25 | 33.05 | 1.22 | 222 | 99297 | 14.354 | 55.4763 | -53.9249 | 0.2 | 185.22 | 185.22 | 185.22 | 185.22 | 390.6254 | 185.22 | 467.1587 | 185.22 | 412.2194 | 198.8902 | 358.1022 | 198.8902 | 702.7065 | 198.8902 | 756.8238 | 198.8902 | 701.012 | 193.9135
|  | 4048 | 6 | 424 | 16 | 169 | 18 | 1 | 25 | 33.46 | 0.62 | 232 | 99307 | 13.54 | 46.6805 | -70.9 | 0.2 | 174.8279 | 174.8279 | 174.8279 | 174.8279 | 286.1359 | 174.8279 | 496.2666 | 174.8279 | 379.5316 | 203.1648 | 230.9467 | 203.1648 | 536.9448 | 203.1648 | 685.5297 | 203.1648 | 566.7663 | 206.038
|  | 4049 | 6 | 425 | 17 | 169 | 18 | 1 | 25 | 32.45 | 0.97 | 250 | 99317 | 14.837 | 37.0062 | -84.102 | 0.2 | 149.2757 | 149.2757 | 149.2757 | 149.2757 | 176.4468 | 149.2757 | 412.2963 | 149.2757 | 316.4265 | 194.7134 | 194.7134 | 194.7134 | 354.8524 | 194.7134 | 521.6231 | 194.7134 | 411.7273 | 212.4277
|  | 4050 | 6 | 426 | 18 | 169 | 18 | 1 | 25 | 31.44 | 1.33 | 268 | 99327 | 15.949 | 27.0996 | -95.4059 | 0.2 | 126.5987 | 109.3091 | 109.3091 | 109.3091 | 109.3091 | 109.3091 | 292.0121 | 109.3091 | 227.9831 | 149.3532 | 149.3532 | 149.3532 | 203.5319 | 149.3532 | 344.948 | 149.3532 | 259.53 | 165.6201
|  | 4051 | 6 | 427 | 19 | 169 | 18 | 1 | 25 | 30.43 | 1.68 | 286 | 99337 | 16.882 | 17.3632 | -105.9316 | 0.2 | 235.7644 | 83.8572 | 83.8572 | 83.8572 | 83.8572 | 83.8572 | 616.0159 | 83.8572 | 322.5166 | 92.7448 | 92.7448 | 92.7448 | 107.6873 | 92.7448 | 591.395 | 92.7448 | 261.6092 | 88.5699
|  | 4052 | 6 | 428 | 20 | 169 | 18 | 1 | 25 | 28.74 | 1.94 | 327 | 99337 | 17.104 | 8.1215 | -116.398 | 0.2 | 259.8833 | 40.8877 | 40.8877 | 40.8877 | 40.8877 | 40.8877 | 482.0904 | 40.8877 | 252.4027 | 47.8461 | 47.8461 | 47.8461 | 47.8461 | 47.8461 | 409.5268 | 47.8461 | 117.9289 | 47.6378
|  | 4053 | 6 | 429 | 21 | 169 | 18 | 1 | 25 | 27.04 | 2.19 | 8 | 99337 | 17.107 | 0 | -127.3168 | 0.2 | 15.119 | 0 | 0 | 0 | 0 | 0 | 19.8344 | 0 | 10.5988 | 0 | 0 | 0 | 0 | 0 | 13.9331 | 0 | 0 | 0
|  | 4054 | 6 | 430 | 22 | 169 | 18 | 1 | 25 | 25.35 | 2.44 | 49 | 99337 | 16.939 | 0 | -139.0591 | 0.2 | 0 | 0 | 0 | 0 | 0 | 0 | 0 | 0 | 0 | 0 | 0 | 0 | 0 | 0 | 0 | 0 | 0 | 0
|  | 4055 | 6 | 431 | 23 | 169 | 18 | 1 | 25 | 24.45 | 2.84 | 92 | 99330 | 16.131 | 0 | -151.8294 | 0.2 | 0 | 0 | 0 | 0 | 0 | 0 | 0 | 0 | 0 | 0 | 0 | 0 | 0 | 0 | 0 | 0 | 0 | 0
|  | 4056 | 6 | 432 | 24 | 169 | 18 | 1 | 25 | 23.56 | 3.23 | 134 | 99324 | 15.363 | 0 | -165.5797 | 0.2 | 0 | 0 | 0 | 0 | 0 | 0 | 0 | 0 | 0 | 0 | 0 | 0 | 0 | 0 | 0 | 0 | 0 | 0
|  | 4057 | 6 | 433 | 1 | 170 | 19 | 2 | 25 | 22.66 | 3.63 | 177 | 99317 | 14.62 | 0 | -179.8892 | 0.2 | 0 | 0 | 0 | 0 | 0 | 0 | 0 | 0 | 0 | 0 | 0 | 0 | 0 | 0 | 0 | 0 | 0 | 0
|  | 4058 | 6 | 434 | 2 | 170 | 19 | 2 | 25 | 21.8 | 2.5 | 189 | 99356 | 14.643 | 0 | 165.7475 | 0.2 | 0 | 0 | 0 | 0 | 0 | 0 | 0 | 0 | 0 | 0 | 0 | 0 | 0 | 0 | 0 | 0 | 0 | 0
|  | 4059 | 6 | 435 | 3 | 170 | 19 | 2 | 25 | 20.94 | 1.37 | 201 | 99396 | 14.617 | 0 | 151.9909 | 0.2 | 0 | 0 | 0 | 0 | 0 | 0 | 0 | 0 | 0 | 0 | 0 | 0 | 0 | 0 | 0 | 0 | 0 | 0
|  | 4060 | 6 | 436 | 4 | 170 | 19 | 2 | 25 | 20.08 | 0.25 | 214 | 99435 | 14.55 | 0 | 139.2111 | 0.2 | 0 | 0 | 0 | 0 | 0 | 0 | 0 | 0 | 0 | 0 | 0 | 0 | 0 | 0 | 0 | 0 | 0 | 0
|  | 4061 | 6 | 437 | 5 | 170 | 19 | 2 | 25 | 21.02 | 1.2 | 204 | 99432 | 15.329 | 0 | 127.4598 | 0.2 | 0 | 0 | 0 | 0 | 0 | 0 | 0 | 0 | 0 | 0 | 0 | 0 | 0 | 0 | 0 | 0 | 0 | 0
|  | 4062 | 6 | 438 | 6 | 170 | 19 | 2 | 25 | 21.95 | 2.15 | 193 | 99428 | 16.133 | 8.0352 | 116.535 | 0.2 | 5.1223 | 5.1223 | 5.1223 | 5.1223 | 5.1223 | 5.1223 | 5.1223 | 5.1223 | 8.2078 | 8.2078 | 8.2078 | 8.2078 | 8.2078 | 8.2078 | 8.2078 | 8.2078 | 10 | 10
|  | 4063 | 6 | 439 | 7 | 170 | 19 | 2 | 25 | 22.88 | 3.1 | 183 | 99425 | 16.972 | 17.2683 | 106.0677 | 0.2 | 12.3951 | 12.3951 | 12.3951 | 12.3951 | 12.3951 | 12.3951 | 12.3951 | 12.3951 | 19.7706 | 19.7706 | 19.7706 | 19.7706 | 19.7706 | 19.7706 | 19.7706 | 19.7706 | 24 | 24
|  | 4064 | 6 | 440 | 8 | 170 | 19 | 2 | 25 | 24.28 | 3.18 | 185 | 99405 | 17.255 | 27.0003 | 95.548 | 0.2 | 26.0895 | 26.0895 | 26.0895 | 26.0895 | 26.0895 | 26.0895 | 26.0895 | 26.0895 | 41.377 | 41.377 | 41.377 | 41.377 | 41.377 | 41.377 | 41.377 | 41.377 | 50 | 50
|  | 4065 | 6 | 441 | 9 | 170 | 19 | 2 | 25 | 25.68 | 3.25 | 188 | 99386 | 17.433 | 36.9069 | 84.2604 | 0.2 | 31.5024 | 31.5024 | 31.5024 | 31.5024 | 31.5024 | 31.5024 | 31.5024 | 31.5024 | 49.7903 | 49.7903 | 49.7903 | 49.7903 | 49.7903 | 49.7903 | 49.7903 | 49.7903 | 60 | 60
|  | 4066 | 6 | 442 | 10 | 170 | 19 | 2 | 25 | 27.08 | 3.32 | 190 | 99366 | 17.495 | 46.5877 | 71.0913 | 0.2 | 56.2987 | 56.2987 | 57.2897 | 56.2987 | 56.6381 | 56.2987 | 56.2987 | 56.2987 | 88.8664 | 88.3234 | 89.8072 | 88.3234 | 89.3464 | 88.3234 | 88.4056 | 88.3234 | 107 | 105.8927
|  | 4067 | 6 | 443 | 11 | 170 | 19 | 2 | 25 | 27.82 | 2.77 | 196 | 99330 | 17.32 | 55.4009 | 54.1753 | 0.2 | 133.7249 | 133.7249 | 149.9869 | 133.7249 | 145.4641 | 133.7249 | 133.7249 | 133.7249 | 217.0421 | 204.7842 | 236.842 | 204.7842 | 233.6439 | 204.7842 | 213.844 | 204.7842 | 272.0661 | 242.9916
|  | 4068 | 6 | 444 | 12 | 170 | 19 | 2 | 25 | 28.56 | 2.22 | 201 | 99294 | 17.092 | 62.1385 | 30.797 | 0.2 | 199.2116 | 199.2116 | 316.2424 | 199.2116 | 395.5563 | 199.2116 | 199.2116 | 199.2116 | 402.8157 | 235.8934 | 624.4057 | 235.8934 | 680.4891 | 235.8934 | 458.8991 | 235.8934 | 678.6923 | 246.2838
|  | 4069 | 6 | 445 | 13 | 170 | 19 | 2 | 25 | 29.3 | 1.67 | 207 | 99258 | 16.802 | 64.8338 | 0.2479 | 0.2 | 185.2834 | 185.2834 | 186.593 | 185.2834 | 487.9648 | 185.2834 | 185.2834 | 185.2834 | 422.8274 | 181.3213 | 637.7815 | 181.3213 | 850.8835 | 181.3213 | 635.9294 | 181.3213 | 812.1125 | 167.89
|  | 4070 | 6 | 446 | 14 | 170 | 19 | 2 | 25 | 28.13 | 1.53 | 180 | 99310 | 14.52 | 62.2158 | -30.3767 | 0.2 | 140.9684 | 140.9684 | 140.9684 | 140.9684 | 538.5681 | 140.9684 | 374.0218 | 140.9684 | 417.2454 | 79.8857 | 533.5972 | 79.8857 | 979.5361 | 79.8857 | 863.1843 | 79.8857 | 910.5419 | 35.8437
|  | 4071 | 6 | 447 | 15 | 170 | 19 | 2 | 25 | 26.97 | 1.38 | 153 | 99363 | 12.477 | 55.5239 | -53.8732 | 0.2 | 134.9496 | 134.9496 | 134.9496 | 134.9496 | 146.5683 | 134.9496 | 150.8673 | 134.9496 | 218.79 | 206.7121 | 215.7502 | 206.7121 | 235.2214 | 206.7121 | 238.2612 | 206.7121 | 273.9727 | 245.2732
|  | 4072 | 6 | 448 | 16 | 170 | 19 | 2 | 25 | 25.8 | 1.24 | 126 | 99415 | 10.639 | 46.7314 | -70.8665 | 0.2 | 38.0704 | 38.0704 | 38.0704 | 38.0704 | 38.0704 | 38.0704 | 38.0704 | 38.0704 | 59.9375 | 59.9375 | 59.9375 | 59.9375 | 59.9375 | 59.9375 | 59.9375 | 59.9375 | 72 | 72
|  | 4073 | 6 | 449 | 17 | 170 | 19 | 2 | 25 | 24.69 | 1.65 | 73 | 99396 | 11.175 | 37.0581 | -84.0765 | 0.2 | 150.2155 | 150.2155 | 150.2155 | 150.2155 | 194.5466 | 150.2155 | 577.4823 | 150.2155 | 366.692 | 168.667 | 168.667 | 168.667 | 429.3857 | 168.667 | 700.1621 | 168.667 | 489.8592 | 165.4784
|  | 4074 | 6 | 450 | 18 | 170 | 19 | 2 | 25 | 23.57 | 2.06 | 19 | 99376 | 11.586 | 27.1516 | -95.3831 | 0.2 | 171.6751 | 114.6058 | 114.6058 | 114.6058 | 114.6058 | 114.6058 | 720.2458 | 114.6058 | 377.7835 | 116.8219 | 116.8219 | 116.8219 | 297.0754 | 116.8219 | 765.6816 | 116.8219 | 418.1975 | 106.2114
|  | 4075 | 6 | 451 | 19 | 170 | 19 | 2 | 25 | 22.46 | 2.47 | 325 | 99356 | 11.897 | 17.4144 | -105.9084 | 0.2 | 145.207 | 80.1564 | 80.1564 | 80.1564 | 80.1564 | 80.1564 | 308.3907 | 80.1564 | 204.005 | 105.3714 | 105.3714 | 105.3714 | 112.0095 | 105.3714 | 319.3933 | 105.3714 | 187.3429 | 112.9046
|  | 4076 | 6 | 452 | 20 | 170 | 19 | 2 | 25 | 21.23 | 2.42 | 309 | 99366 | 12.348 | 8.1713 | -116.3724 | 0.2 | 45.3572 | 27.0181 | 27.0181 | 27.0181 | 27.0181 | 27.0181 | 64.0068 | 27.0181 | 57.9444 | 40.7848 | 40.7848 | 40.7848 | 40.7848 | 40.7848 | 71.1317 | 40.7848 | 53.7405 | 47.8123
|  | 4077 | 6 | 453 | 21 | 170 | 19 | 2 | 25 | 20.01 | 2.37 | 293 | 99376 | 12.669 | 0 | -127.287 | 0.2 | 1.0188 | 1.0188 | 1.0188 | 1.0188 | 1.0188 | 1.0188 | 1.0188 | 1.0188 | 1.6376 | 1.6376 | 1.6376 | 1.6376 | 1.6376 | 1.6376 | 1.6376 | 1.6376 | 2 | 2
|  | 4078 | 6 | 454 | 22 | 170 | 19 | 2 | 25 | 18.78 | 2.32 | 276 | 99386 | 12.86 | 0 | -139.0236 | 0.2 | 0 | 0 | 0 | 0 | 0 | 0 | 0 | 0 | 0 | 0 | 0 | 0 | 0 | 0 | 0 | 0 | 0 | 0
|  | 4079 | 6 | 455 | 23 | 170 | 19 | 2 | 25 | 17.98 | 2.77 | 269 | 99438 | 12.414 | 0 | -151.7872 | 0.2 | 0 | 0 | 0 | 0 | 0 | 0 | 0 | 0 | 0 | 0 | 0 | 0 | 0 | 0 | 0 | 0 | 0 | 0
|  | 4080 | 6 | 456 | 24 | 170 | 19 | 2 | 25 | 17.17 | 3.23 | 262 | 99491 | 11.967 | 0 | -165.5309 | 0.2 | 0 | 0 | 0 | 0 | 0 | 0 | 0 | 0 | 0 | 0 | 0 | 0 | 0 | 0 | 0 | 0 | 0 | 0
|  | 4081 | 6 | 457 | 1 | 171 | 20 | 3 | 25 | 16.37 | 3.68 | 254 | 99543 | 11.538 | 0 | -179.8351 | 0.2 | 0 | 0 | 0 | 0 | 0 | 0 | 0 | 0 | 0 | 0 | 0 | 0 | 0 | 0 | 0 | 0 | 0 | 0
|  | 4082 | 6 | 458 | 2 | 171 | 20 | 3 | 25 | 15.87 | 3.79 | 239 | 99605 | 10.746 | 0 | 165.8032 | 0.2 | 0 | 0 | 0 | 0 | 0 | 0 | 0 | 0 | 0 | 0 | 0 | 0 | 0 | 0 | 0 | 0 | 0 | 0
|  | 4083 | 6 | 459 | 3 | 171 | 20 | 3 | 25 | 15.37 | 3.89 | 224 | 99668 | 9.992 | 0 | 152.0457 | 0.2 | 0 | 0 | 0 | 0 | 0 | 0 | 0 | 0 | 0 | 0 | 0 | 0 | 0 | 0 | 0 | 0 | 0 | 0
|  | 4084 | 6 | 460 | 4 | 171 | 20 | 3 | 25 | 14.87 | 4 | 209 | 99730 | 9.277 | 0 | 139.2639 | 0.2 | 0 | 0 | 0 | 0 | 0 | 0 | 0 | 0 | 0 | 0 | 0 | 0 | 0 | 0 | 0 | 0 | 0 | 0
|  | 4085 | 6 | 461 | 5 | 171 | 20 | 3 | 25 | 15.55 | 3.95 | 215 | 99750 | 9.456 | 0 | 127.5104 | 0.2 | 0 | 0 | 0 | 0 | 0 | 0 | 0 | 0 | 0 | 0 | 0 | 0 | 0 | 0 | 0 | 0 | 0 | 0
|  | 4086 | 6 | 462 | 6 | 171 | 20 | 3 | 25 | 16.22 | 3.91 | 222 | 99769 | 9.625 | 8.0132 | 116.5843 | 0.2 | 111.9763 | 25.0107 | 198.7957 | 25.0107 | 25.0107 | 25.0107 | 25.0107 | 25.0107 | 107.9266 | 27.0882 | 169.3172 | 27.0882 | 27.0882 | 27.0882 | 27.0882 | 27.0882 | 50.3327 | 22.9756
|  | 4087 | 6 | 463 | 7 | 171 | 20 | 3 | 25 | 16.9 | 3.86 | 228 | 99789 | 9.794 | 17.2432 | 106.1172 | 0.2 | 206.4047 | 64.1831 | 556.3662 | 64.1831 | 64.1831 | 64.1831 | 64.1831 | 64.1831 | 276.6452 | 63.64 | 524.1053 | 63.64 | 75.5135 | 63.64 | 63.64 | 63.64 | 213.1854 | 54.1722
|  | 4088 | 6 | 464 | 8 | 171 | 20 | 3 | 25 | 17.79 | 4.06 | 234 | 99805 | 9.746 | 26.9736 | 95.6 | 0.2 | 154.6906 | 88.1478 | 766.7995 | 88.1478 | 88.1478 | 88.1478 | 88.1478 | 88.1478 | 365.7997 | 73.3435 | 798.626 | 73.3435 | 271.6939 | 73.3435 | 73.3435 | 73.3435 | 402.4172 | 55.3645
|  | 4089 | 6 | 465 | 9 | 171 | 20 | 3 | 25 | 18.68 | 4.27 | 241 | 99822 | 9.657 | 36.8802 | 84.3184 | 0.2 | 127.0836 | 127.0836 | 668.6427 | 127.0836 | 180.9625 | 127.0836 | 127.0836 | 127.0836 | 368.4367 | 117.8035 | 789.475 | 117.8035 | 444.6331 | 117.8035 | 117.8035 | 117.8035 | 506.1417 | 97.8138
|  | 4090 | 6 | 466 | 10 | 171 | 20 | 3 | 25 | 19.57 | 4.47 | 247 | 99838 | 9.521 | 46.5633 | 71.1606 | 0.2 | 162.8371 | 162.8371 | 390.112 | 162.8371 | 240.382 | 162.8371 | 162.8371 | 162.8371 | 330.8506 | 206.3501 | 546.3908 | 206.3501 | 440.5157 | 206.3501 | 224.9755 | 206.3501 | 475.4136 | 221.7985
|  | 4091 | 6 | 467 | 11 | 171 | 20 | 3 | 25 | 20.17 | 4.48 | 247 | 99838 | 9.398 | 55.3827 | 54.2639 | 0.2 | 176.1863 | 176.1863 | 268.1255 | 176.1863 | 242.3391 | 176.1863 | 176.1863 | 176.1863 | 313.0803 | 243.8346 | 424.8683 | 243.8346 | 406.6346 | 243.8346 | 294.8466 | 243.8346 | 438.949 | 274.8678
|  | 4092 | 6 | 468 | 12 | 171 | 20 | 3 | 25 | 20.77 | 4.5 | 247 | 99838 | 9.249 | 62.1331 | 30.9109 | 0.2 | 195.1327 | 195.1327 | 253.0656 | 195.1327 | 291.8897 | 195.1327 | 195.1327 | 195.1327 | 347.3524 | 264.9497 | 456.7348 | 264.9497 | 484.1876 | 264.9497 | 374.8052 | 264.9497 | 509.4353 | 296.1432
|  | 4093 | 6 | 469 | 13 | 171 | 20 | 3 | 25 | 21.37 | 4.51 | 247 | 99838 | 9.075 | 64.8483 | 0.36912 | 0.2 | 132.2014 | 132.2014 | 135.0183 | 132.2014 | 569.4285 | 132.2014 | 132.2014 | 132.2014 | 413.2998 | 64.0012 | 724.4579 | 64.0012 | 1031.6323 | 64.0012 | 720.4743 | 64.0012 | 951.0379 | 19.8279
|  | 4094 | 6 | 470 | 14 | 171 | 20 | 3 | 25 | 21.71 | 4.06 | 253 | 99861 | 9.263 | 62.2482 | -30.2853 | 0.2 | 66.5896 | 66.5896 | 66.5896 | 66.5896 | 68.068 | 66.5896 | 67.453 | 66.5896 | 104.9539 | 103.6984 | 105.3888 | 103.6984 | 107.0448 | 103.6984 | 106.6099 | 103.6984 | 127 | 123.746
|  | 4095 | 6 | 471 | 15 | 171 | 20 | 3 | 25 | 22.04 | 3.61 | 259 | 99884 | 9.448 | 55.5658 | -53.8144 | 0.2 | 40.9524 | 40.9524 | 40.9524 | 40.9524 | 40.9524 | 40.9524 | 40.9524 | 40.9524 | 64.2682 | 64.2682 | 64.2682 | 64.2682 | 64.2682 | 64.2682 | 64.2682 | 64.2682 | 77 | 77
|  | 4096 | 6 | 472 | 16 | 171 | 20 | 3 | 25 | 22.38 | 3.16 | 265 | 99907 | 9.643 | 46.7772 | -70.8261 | 0.2 | 169.4136 | 169.4136 | 169.4136 | 169.4136 | 218.7452 | 169.4136 | 311.2825 | 169.4136 | 313.0081 | 234.8806 | 247.5743 | 234.8806 | 382.7734 | 234.8806 | 448.2072 | 234.8806 | 425.2211 | 265.4007
|  | 4097 | 6 | 473 | 17 | 171 | 20 | 3 | 25 | 21.85 | 3.08 | 274 | 99923 | 9.7 | 37.1053 | -84.0447 | 0.2 | 136.5628 | 136.5628 | 136.5628 | 136.5628 | 199.0464 | 136.5628 | 735.5481 | 136.5628 | 404.4274 | 126.4844 | 126.4844 | 126.4844 | 492.7926 | 126.4844 | 872.1565 | 126.4844 | 561.9474 | 106.3931
|  | 4098 | 6 | 474 | 18 | 171 | 20 | 3 | 25 | 21.31 | 2.99 | 283 | 99940 | 9.737 | 27.1988 | -95.3546 | 0.2 | 169.0703 | 125.4497 | 125.4497 | 125.4497 | 125.4497 | 125.4497 | 590.8408 | 125.4497 | 344.6614 | 143.9599 | 143.9599 | 143.9599 | 282.9726 | 143.9599 | 642.8982 | 143.9599 | 382.4003 | 142.1862
|  | 4099 | 6 | 475 | 19 | 171 | 20 | 3 | 25 | 20.78 | 2.91 | 292 | 99956 | 9.765 | 17.4607 | -105.8802 | 0.2 | 228.4145 | 86.2972 | 86.2972 | 86.2972 | 86.2972 | 86.2972 | 585.8576 | 86.2972 | 314.2628 | 98.2514 | 98.2514 | 98.2514 | 113.2786 | 98.2514 | 567.0132 | 98.2514 | 259.3112 | 95.9421
|  | 4100 | 6 | 476 | 20 | 171 | 20 | 3 | 25 | 19.57 | 2.51 | 293 | 100008 | 9.662 | 8.2157 | -116.3422 | 0.2 | 153.4227 | 49.2166 | 49.2166 | 49.2166 | 49.2166 | 49.2166 | 259.6709 | 49.2166 | 162.8444 | 65.1838 | 65.1838 | 65.1838 | 65.1838 | 65.1838 | 237.9733 | 65.1838 | 103.2229 | 69.316
|  | 4101 | 6 | 477 | 21 | 171 | 20 | 3 | 25 | 18.37 | 2.1 | 294 | 100061 | 9.52 | 0 | -127.2533 | 0.2 | 0.50743 | 0.50743 | 0.50743 | 0.50743 | 0.50743 | 0.50743 | 0.50743 | 0.50743 | 0.81738 | 0.81738 | 0.81738 | 0.81738 | 0.81738 | 0.81738 | 0.81738 | 0.81738 | 1 | 1
|  | 4102 | 6 | 478 | 22 | 171 | 20 | 3 | 25 | 17.16 | 1.7 | 295 | 100113 | 9.335 | 0 | -138.9849 | 0.2 | 0 | 0 | 0 | 0 | 0 | 0 | 0 | 0 | 0 | 0 | 0 | 0 | 0 | 0 | 0 | 0 | 0 | 0
|  | 4103 | 6 | 479 | 23 | 171 | 20 | 3 | 25 | 16.65 | 1.16 | 284 | 100123 | 9.321 | 0 | -151.7427 | 0.2 | 0 | 0 | 0 | 0 | 0 | 0 | 0 | 0 | 0 | 0 | 0 | 0 | 0 | 0 | 0 | 0 | 0 | 0
|  | 4104 | 6 | 480 | 24 | 171 | 20 | 3 | 25 | 16.13 | 0.63 | 273 | 100133 | 9.29 | 0 | -165.4808 | 0.2 | 0 | 0 | 0 | 0 | 0 | 0 | 0 | 0 | 0 | 0 | 0 | 0 | 0 | 0 | 0 | 0 | 0 | 0
|  | 4105 | 6 | 481 | 1 | 172 | 21 | 4 | 25 | 15.62 | 0.1 | 262 | 100143 | 9.256 | 0 | -179.7811 | 0.2 | 0 | 0 | 0 | 0 | 0 | 0 | 0 | 0 | 0 | 0 | 0 | 0 | 0 | 0 | 0 | 0 | 0 | 0
|  | 4106 | 6 | 482 | 2 | 172 | 21 | 4 | 25 | 15.27 | 0.46 | 263 | 100143 | 9.342 | 0 | 165.8574 | 0.2 | 0 | 0 | 0 | 0 | 0 | 0 | 0 | 0 | 0 | 0 | 0 | 0 | 0 | 0 | 0 | 0 | 0 | 0
|  | 4107 | 6 | 483 | 3 | 172 | 21 | 4 | 25 | 14.92 | 0.82 | 263 | 100143 | 9.419 | 0 | 152.0981 | 0.2 | 0 | 0 | 0 | 0 | 0 | 0 | 0 | 0 | 0 | 0 | 0 | 0 | 0 | 0 | 0 | 0 | 0 | 0
|  | 4108 | 6 | 484 | 4 | 172 | 21 | 4 | 25 | 14.56 | 1.19 | 264 | 100143 | 9.48 | 0 | 139.3134 | 0.2 | 0 | 0 | 0 | 0 | 0 | 0 | 0 | 0 | 0 | 0 | 0 | 0 | 0 | 0 | 0 | 0 | 0 | 0
|  | 4109 | 6 | 485 | 5 | 172 | 21 | 4 | 25 | 15.39 | 1.17 | 249 | 100136 | 9.639 | 0 | 127.557 | 0.2 | 0 | 0 | 0 | 0 | 0 | 0 | 0 | 0 | 0 | 0 | 0 | 0 | 0 | 0 | 0 | 0 | 0 | 0
|  | 4110 | 6 | 486 | 6 | 172 | 21 | 4 | 25 | 16.21 | 1.15 | 235 | 100130 | 9.775 | 7.9861 | 116.629 | 0.2 | 106.6721 | 24.1898 | 188.6949 | 24.1898 | 24.1898 | 24.1898 | 24.1898 | 24.1898 | 102.7184 | 26.1389 | 160.7172 | 26.1389 | 26.1389 | 26.1389 | 26.1389 | 26.1389 | 47.8497 | 22.0323
|  | 4111 | 6 | 487 | 7 | 172 | 21 | 4 | 25 | 17.04 | 1.13 | 220 | 100123 | 9.902 | 17.2133 | 106.1616 | 0.2 | 219.219 | 61.9689 | 604.5828 | 61.9689 | 61.9689 | 61.9689 | 61.9689 | 61.9689 | 293.2329 | 58.2813 | 565.7262 | 58.2813 | 70.8476 | 58.2813 | 58.2813 | 58.2813 | 222.3686 | 47.3469
|  | 4112 | 6 | 488 | 8 | 172 | 21 | 4 | 25 | 18.17 | 1.87 | 230 | 100100 | 9.737 | 26.9421 | 95.6464 | 0.2 | 154.9814 | 91.4223 | 734.2825 | 91.4223 | 91.4223 | 91.4223 | 91.4223 | 91.4223 | 357.3864 | 80.2794 | 767.0142 | 80.2794 | 267.5003 | 80.2794 | 80.2794 | 80.2794 | 392.0784 | 63.749
|  | 4113 | 6 | 489 | 9 | 172 | 21 | 4 | 25 | 19.3 | 2.61 | 239 | 100077 | 9.486 | 36.8488 | 84.3701 | 0.2 | 109.8305 | 109.8305 | 785.6465 | 109.8305 | 176.4508 | 109.8305 | 109.8305 | 109.8305 | 397.798 | 85.0392 | 922.7797 | 85.0392 | 492.0132 | 85.0392 | 85.0392 | 85.0392 | 570.9844 | 62.0565
|  | 4114 | 6 | 490 | 10 | 172 | 21 | 4 | 25 | 20.44 | 3.35 | 248 | 100054 | 9.146 | 46.5339 | 71.2229 | 0.2 | 123.8883 | 123.8883 | 721.5152 | 123.8883 | 327.0701 | 123.8883 | 123.8883 | 123.8883 | 410.4815 | 83.2491 | 976.7388 | 83.2491 | 697.8239 | 83.2491 | 131.5667 | 83.2491 | 716.6186 | 50.6603
|  | 4115 | 6 | 491 | 11 | 172 | 21 | 4 | 25 | 20.92 | 3.31 | 252 | 100022 | 9.125 | 55.3589 | 54.3452 | 0.2 | 140.6914 | 140.6914 | 564.2069 | 140.6914 | 444.5117 | 140.6914 | 140.6914 | 140.6914 | 411.465 | 92.8602 | 925.769 | 92.8602 | 841.1317 | 92.8602 | 326.8277 | 92.8602 | 808.0927 | 53.6973
|  | 4116 | 6 | 492 | 12 | 172 | 21 | 4 | 25 | 21.4 | 3.28 | 256 | 99989 | 9.096 | 62.1212 | 31.0191 | 0.2 | 196.4052 | 196.4052 | 332.005 | 196.4052 | 421.9107 | 196.4052 | 196.4052 | 196.4052 | 416.3826 | 224.1091 | 671.7227 | 224.1091 | 735.2956 | 224.1091 | 479.9555 | 224.1091 | 728.2074 | 230.7861
|  | 4117 | 6 | 493 | 13 | 172 | 21 | 4 | 25 | 21.89 | 3.24 | 260 | 99956 | 9.059 | 64.8558 | 0.4901 | 0.2 | 184.5305 | 184.5305 | 184.8374 | 184.5305 | 220.412 | 184.5305 | 184.5305 | 184.5305 | 304.8568 | 276.172 | 330.4459 | 276.172 | 355.6009 | 276.172 | 330.0118 | 276.172 | 401.0505 | 324.6026
|  | 4118 | 6 | 494 | 14 | 172 | 21 | 4 | 25 | 22.24 | 3.42 | 259 | 99917 | 9.276 | 62.2741 | -30.1885 | 0.2 | 117.0347 | 117.0347 | 117.0347 | 117.0347 | 125.2833 | 117.0347 | 121.8333 | 117.0347 | 187.0739 | 180.0679 | 189.5135 | 180.0679 | 198.7393 | 180.0679 | 196.2997 | 180.0679 | 232 | 213.8434
|  | 4119 | 6 | 495 | 15 | 172 | 21 | 4 | 25 | 22.58 | 3.59 | 258 | 99877 | 9.49 | 55.602 | -53.7484 | 0.2 | 187.7112 | 187.7112 | 187.7112 | 187.7112 | 264.135 | 187.7112 | 291.9342 | 187.7112 | 337.0366 | 257.5998 | 317.3797 | 257.5998 | 445.1162 | 257.5998 | 464.7732 | 257.5998 | 478.1081 | 289.3436
|  | 4120 | 6 | 496 | 16 | 172 | 21 | 4 | 25 | 22.93 | 3.77 | 257 | 99838 | 9.717 | 46.8179 | -70.7789 | 0.2 | 176.4047 | 176.4047 | 176.4047 | 176.4047 | 263.0366 | 176.4047 | 424.8823 | 176.4047 | 360.4469 | 223.4336 | 246.0047 | 223.4336 | 482.9629 | 223.4336 | 597.4051 | 223.4336 | 520.948 | 240.55
|  | 4121 | 6 | 497 | 17 | 172 | 21 | 4 | 25 | 22.52 | 3.31 | 256 | 99812 | 9.698 | 37.1475 | -84.0068 | 0.2 | 120.7853 | 120.7853 | 120.7853 | 120.7853 | 193.3307 | 120.7853 | 811.7934 | 120.7853 | 416.5373 | 95.6247 | 95.6247 | 95.6247 | 519.1319 | 95.6247 | 956.4511 | 95.6247 | 596.209 | 69.8248
|  | 4122 | 6 | 498 | 18 | 172 | 21 | 4 | 25 | 22.11 | 2.85 | 255 | 99786 | 9.671 | 27.2411 | -95.3207 | 0.2 | 169.6366 | 106.9628 | 106.9628 | 106.9628 | 106.9628 | 106.9628 | 779.9249 | 106.9628 | 390.0393 | 99.6741 | 99.6741 | 99.6741 | 301.4052 | 99.6741 | 821.5783 | 99.6741 | 431.8174 | 83.8528
|  | 4123 | 6 | 499 | 19 | 172 | 21 | 4 | 25 | 21.7 | 2.39 | 253 | 99759 | 9.641 | 17.5019 | -105.8471 | 0.2 | 238.2276 | 83.7594 | 83.7594 | 83.7594 | 83.7594 | 83.7594 | 627.9309 | 83.7594 | 327.04 | 91.6836 | 91.6836 | 91.6836 | 108.589 | 91.6836 | 602.6019 | 91.6836 | 265.2648 | 86.8886
|  | 4124 | 6 | 500 | 20 | 172 | 21 | 4 | 25 | 20.47 | 2.39 | 249 | 99776 | 9.261 | 8.2549 | -116.3077 | 0.2 | 249.694 | 41.4787 | 41.4787 | 41.4787 | 41.4787 | 41.4787 | 462.6277 | 41.4787 | 244.9381 | 49.5114 | 49.5114 | 49.5114 | 49.5114 | 49.5114 | 395.5049 | 49.5114 | 118.3251 | 50.1654
|  | 4125 | 6 | 501 | 21 | 172 | 21 | 4 | 25 | 19.25 | 2.39 | 245 | 99792 | 8.885 | 0 | -127.2157 | 0.2 | 31.7353 | 6.1457 | 6.1457 | 6.1457 | 6.1457 | 6.1457 | 39.8397 | 6.1457 | 25.6747 | 7.671 | 7.671 | 7.671 | 7.671 | 7.671 | 31.4054 | 7.671 | 7.3963 | 7.3963
|  | 4126 | 6 | 502 | 22 | 172 | 21 | 4 | 25 | 18.02 | 2.39 | 241 | 99809 | 8.502 | 0 | -138.943 | 0.2 | 0 | 0 | 0 | 0 | 0 | 0 | 0 | 0 | 0 | 0 | 0 | 0 | 0 | 0 | 0 | 0 | 0 | 0
|  | 4127 | 6 | 503 | 23 | 172 | 21 | 4 | 25 | 17.74 | 2.36 | 240 | 99799 | 8.521 | 0 | -151.6958 | 0.2 | 0 | 0 | 0 | 0 | 0 | 0 | 0 | 0 | 0 | 0 | 0 | 0 | 0 | 0 | 0 | 0 | 0 | 0
|  | 4128 | 6 | 504 | 24 | 172 | 21 | 4 | 25 | 17.47 | 2.33 | 239 | 99789 | 8.542 | 0 | -165.4295 | 0.2 | 0 | 0 | 0 | 0 | 0 | 0 | 0 | 0 | 0 | 0 | 0 | 0 | 0 | 0 | 0 | 0 | 0 | 0
|  | 4129 | 6 | 505 | 1 | 173 | 22 | 5 | 25 | 17.19 | 2.3 | 238 | 99779 | 8.554 | 0 | -179.7273 | 0.2 | 0 | 0 | 0 | 0 | 0 | 0 | 0 | 0 | 0 | 0 | 0 | 0 | 0 | 0 | 0 | 0 | 0 | 0
|  | 4130 | 6 | 506 | 2 | 173 | 22 | 5 | 25 | 16.93 | 2.38 | 240 | 99782 | 8.842 | 0 | 165.9102 | 0.2 | 0 | 0 | 0 | 0 | 0 | 0 | 0 | 0 | 0 | 0 | 0 | 0 | 0 | 0 | 0 | 0 | 0 | 0
|  | 4131 | 6 | 507 | 3 | 173 | 22 | 5 | 25 | 16.67 | 2.45 | 242 | 99786 | 9.117 | 0 | 152.1479 | 0.2 | 0 | 0 | 0 | 0 | 0 | 0 | 0 | 0 | 0 | 0 | 0 | 0 | 0 | 0 | 0 | 0 | 0 | 0
|  | 4132 | 6 | 508 | 4 | 173 | 22 | 5 | 25 | 16.41 | 2.52 | 244 | 99789 | 9.381 | 0 | 139.3593 | 0.2 | 0 | 0 | 0 | 0 | 0 | 0 | 0 | 0 | 0 | 0 | 0 | 0 | 0 | 0 | 0 | 0 | 0 | 0
|  | 4133 | 6 | 509 | 5 | 173 | 22 | 5 | 25 | 16.35 | 2.96 | 247 | 99818 | 9.452 | 0 | 127.5995 | 0.2 | 0 | 0 | 0 | 0 | 0 | 0 | 0 | 0 | 0 | 0 | 0 | 0 | 0 | 0 | 0 | 0 | 0 | 0
|  | 4134 | 6 | 510 | 6 | 173 | 22 | 5 | 25 | 16.28 | 3.4 | 250 | 99848 | 9.514 | 7.9537 | 116.6691 | 0.2 | 23.597 | 13.3611 | 33.7402 | 13.3611 | 13.3611 | 13.3611 | 13.3611 | 13.3611 | 28.5972 | 19.1062 | 35.7695 | 19.1062 | 19.1062 | 19.1062 | 19.1062 | 19.1062 | 24.5359 | 21.3496
|  | 4135 | 6 | 511 | 7 | 173 | 22 | 5 | 25 | 16.21 | 3.83 | 253 | 99877 | 9.577 | 17.1785 | 106.2009 | 0.2 | 37.3001 | 35.2683 | 42.2613 | 35.2683 | 35.2683 | 35.2683 | 35.2683 | 35.2683 | 58.5787 | 55.5501 | 62.0868 | 55.5501 | 55.7053 | 55.5501 | 55.5501 | 55.5501 | 69.208 | 66.9567
|  | 4136 | 6 | 512 | 8 | 173 | 22 | 5 | 25 | 16.22 | 4.14 | 256 | 99910 | 9.277 | 26.906 | 95.6871 | 0.2 | 73.7755 | 71.1921 | 97.1338 | 71.1921 | 71.1921 | 71.1921 | 71.1921 | 71.1921 | 121.6274 | 110.4459 | 138.1441 | 110.4459 | 117.9738 | 110.4459 | 110.4459 | 110.4459 | 145.4936 | 132.2641
|  | 4137 | 6 | 513 | 9 | 173 | 22 | 5 | 25 | 16.23 | 4.44 | 259 | 99943 | 8.976 | 36.8127 | 84.4154 | 0.2 | 109.1443 | 109.1443 | 180.747 | 109.1443 | 116.1456 | 109.1443 | 109.1443 | 109.1443 | 192.0485 | 158.9243 | 247.6299 | 158.9243 | 201.9498 | 158.9243 | 158.9243 | 158.9243 | 236.9727 | 183.1267
|  | 4138 | 6 | 514 | 10 | 173 | 22 | 5 | 25 | 16.24 | 4.74 | 262 | 99976 | 8.676 | 46.4996 | 71.2781 | 0.2 | 141.0934 | 141.0934 | 657.5849 | 141.0934 | 316.1361 | 141.0934 | 141.0934 | 141.0934 | 398.0908 | 115.5128 | 887.0793 | 115.5128 | 645.6386 | 115.5128 | 156.6501 | 115.5128 | 660.9093 | 86.2409
|  | 4139 | 6 | 515 | 11 | 173 | 22 | 5 | 25 | 16.58 | 4.92 | 262 | 99959 | 8.352 | 55.3296 | 54.419 | 0.2 | 172.5586 | 172.5586 | 256.4707 | 172.5586 | 232.5917 | 172.5586 | 172.5586 | 172.5586 | 303.3333 | 240.3046 | 405.118 | 240.3046 | 388.233 | 240.3046 | 286.4483 | 240.3046 | 420.5863 | 271.4171
|  | 4140 | 6 | 516 | 12 | 173 | 22 | 5 | 25 | 16.92 | 5.1 | 263 | 99943 | 8.009 | 62.103 | 31.1213 | 0.2 | 178.3796 | 178.3796 | 198.2391 | 178.3796 | 211.2734 | 178.3796 | 178.3796 | 178.3796 | 295.5228 | 267.4608 | 332.825 | 267.4608 | 342.0417 | 267.4608 | 304.7394 | 267.4608 | 387.321 | 314.7415
|  | 4141 | 6 | 517 | 13 | 173 | 22 | 5 | 25 | 17.27 | 5.28 | 263 | 99927 | 7.652 | 64.8563 | 0.61052 | 0.2 | 180.9649 | 180.9649 | 181.3187 | 180.9649 | 214.1708 | 180.9649 | 180.9649 | 180.9649 | 297.9965 | 271.4485 | 321.7268 | 271.4485 | 344.9568 | 271.4485 | 321.2264 | 271.4485 | 390.0361 | 319.2856
|  | 4142 | 6 | 518 | 14 | 173 | 22 | 5 | 25 | 17.75 | 5.41 | 265 | 99943 | 7.661 | 62.2934 | -30.0866 | 0.2 | 211.8241 | 211.8241 | 211.8241 | 211.8241 | 370.6268 | 211.8241 | 303.8294 | 211.8241 | 408.1394 | 273.3133 | 455.3723 | 273.3133 | 632.7203 | 273.3133 | 585.4874 | 273.3133 | 650.4201 | 300.9445
|  | 4143 | 6 | 519 | 15 | 173 | 22 | 5 | 25 | 18.22 | 5.54 | 266 | 99959 | 7.658 | 55.6324 | -53.6756 | 0.2 | 186.2603 | 186.2603 | 186.2603 | 186.2603 | 386.8518 | 186.2603 | 459.0888 | 186.2603 | 410.0827 | 201.7902 | 359.0034 | 201.7902 | 693.762 | 201.7902 | 744.8413 | 201.7902 | 692.7167 | 197.555
|  | 4144 | 6 | 520 | 16 | 173 | 22 | 5 | 25 | 18.7 | 5.67 | 268 | 99976 | 7.652 | 46.8533 | -70.7249 | 0.2 | 176.9806 | 176.9806 | 176.9806 | 176.9806 | 267.9885 | 176.9806 | 437.2211 | 176.9806 | 366.2549 | 222.6238 | 246.5894 | 222.6238 | 494.9595 | 222.6238 | 614.6251 | 222.6238 | 533.2698 | 239.1367
|  | 4145 | 6 | 521 | 17 | 173 | 22 | 5 | 25 | 18.28 | 4.93 | 266 | 99959 | 7.683 | 37.1848 | -83.9628 | 0.2 | 150.9256 | 150.9256 | 150.9256 | 150.9256 | 191.998 | 150.9256 | 539.2775 | 150.9256 | 358.4577 | 178.0157 | 178.0157 | 178.0157 | 416.543 | 178.0157 | 662.1066 | 178.0157 | 478.4855 | 182.2295
|  | 4146 | 6 | 522 | 18 | 173 | 22 | 5 | 25 | 17.87 | 4.19 | 264 | 99943 | 7.712 | 27.2784 | -95.2813 | 0.2 | 165.7249 | 100.9036 | 100.9036 | 100.9036 | 100.9036 | 100.9036 | 802.1437 | 100.9036 | 393.2735 | 90.6566 | 90.6566 | 90.6566 | 301.6023 | 90.6566 | 843.2895 | 90.6566 | 438.0465 | 74.9029
|  | 4147 | 6 | 523 | 19 | 173 | 22 | 5 | 25 | 17.45 | 3.45 | 262 | 99927 | 7.729 | 17.538 | -105.8091 | 0.2 | 221.6844 | 88.763 | 88.763 | 88.763 | 88.763 | 88.763 | 558.2138 | 88.763 | 306.9158 | 103.8957 | 103.8957 | 103.8957 | 118.9364 | 103.8957 | 544.878 | 103.8957 | 257.8117 | 103.6194
|  | 4148 | 6 | 524 | 20 | 173 | 22 | 5 | 25 | 16.51 | 2.98 | 258 | 99959 | 7.775 | 8.2886 | -116.2688 | 0.2 | 177.5348 | 49.45 | 49.45 | 49.45 | 49.45 | 49.45 | 308.9654 | 49.45 | 184.6127 | 64.2311 | 64.2311 | 64.2311 | 64.2311 | 64.2311 | 277.5481 | 64.2311 | 109.7846 | 67.6242
|  | 4149 | 6 | 525 | 21 | 173 | 22 | 5 | 25 | 15.56 | 2.51 | 254 | 99992 | 7.782 | 0 | -127.1743 | 0.2 | 0.50743 | 0.50743 | 0.50743 | 0.50743 | 0.50743 | 0.50743 | 0.50743 | 0.50743 | 0.81738 | 0.81738 | 0.81738 | 0.81738 | 0.81738 | 0.81738 | 0.81738 | 0.81738 | 1 | 1
|  | 4150 | 6 | 526 | 22 | 173 | 22 | 5 | 25 | 14.62 | 2.04 | 249 | 100025 | 7.762 | 0 | -138.8979 | 0.2 | 0 | 0 | 0 | 0 | 0 | 0 | 0 | 0 | 0 | 0 | 0 | 0 | 0 | 0 | 0 | 0 | 0 | 0
|  | 4151 | 6 | 527 | 23 | 173 | 22 | 5 | 25 | 14.15 | 2.07 | 248 | 100044 | 8.004 | 0 | -151.6468 | 0.2 | 0 | 0 | 0 | 0 | 0 | 0 | 0 | 0 | 0 | 0 | 0 | 0 | 0 | 0 | 0 | 0 | 0 | 0
|  | 4152 | 6 | 528 | 24 | 173 | 22 | 5 | 25 | 13.67 | 2.1 | 248 | 100064 | 8.218 | 0 | -165.3772 | 0.2 | 0 | 0 | 0 | 0 | 0 | 0 | 0 | 0 | 0 | 0 | 0 | 0 | 0 | 0 | 0 | 0 | 0 | 0
|  | 4153 | 6 | 529 | 1 | 174 | 23 | 6 | 25 | 13.2 | 2.12 | 247 | 100084 | 8.416 | 0 | -179.6738 | 0.2 | 0 | 0 | 0 | 0 | 0 | 0 | 0 | 0 | 0 | 0 | 0 | 0 | 0 | 0 | 0 | 0 | 0 | 0
|  | 4154 | 6 | 530 | 2 | 174 | 23 | 6 | 25 | 13.01 | 1.83 | 251 | 100133 | 8.501 | 0 | 165.9613 | 0.2 | 0 | 0 | 0 | 0 | 0 | 0 | 0 | 0 | 0 | 0 | 0 | 0 | 0 | 0 | 0 | 0 | 0 | 0
|  | 4155 | 6 | 531 | 3 | 174 | 23 | 6 | 25 | 12.82 | 1.54 | 255 | 100182 | 8.583 | 0 | 152.195 | 0.2 | 0 | 0 | 0 | 0 | 0 | 0 | 0 | 0 | 0 | 0 | 0 | 0 | 0 | 0 | 0 | 0 | 0 | 0
|  | 4156 | 6 | 532 | 4 | 174 | 23 | 6 | 25 | 12.62 | 1.26 | 259 | 100231 | 8.655 | 0 | 139.4018 | 0.2 | 0 | 0 | 0 | 0 | 0 | 0 | 0 | 0 | 0 | 0 | 0 | 0 | 0 | 0 | 0 | 0 | 0 | 0
|  | 4157 | 6 | 533 | 5 | 174 | 23 | 6 | 25 | 12.7 | 1.8 | 262 | 100257 | 8.68 | 0 | 127.6378 | 0.2 | 0 | 0 | 0 | 0 | 0 | 0 | 0 | 0 | 0 | 0 | 0 | 0 | 0 | 0 | 0 | 0 | 0 | 0
|  | 4158 | 6 | 534 | 6 | 174 | 23 | 6 | 25 | 12.77 | 2.35 | 266 | 100284 | 8.7 | 7.9163 | 116.7044 | 0.2 | 2.5518 | 2.5518 | 2.5518 | 2.5518 | 2.5518 | 2.5518 | 2.5518 | 2.5518 | 4.0973 | 4.0973 | 4.0973 | 4.0973 | 4.0973 | 4.0973 | 4.0973 | 4.0973 | 5 | 5
|  | 4159 | 6 | 535 | 7 | 174 | 23 | 6 | 25 | 12.84 | 2.9 | 269 | 100310 | 8.719 | 17.1389 | 106.2349 | 0.2 | 40.8547 | 38.111 | 47.5336 | 38.111 | 38.111 | 38.111 | 38.111 | 38.111 | 64.0043 | 59.9242 | 68.727 | 59.9242 | 60.1241 | 59.9242 | 59.9242 | 59.9242 | 75.2082 | 72.1818
|  | 4160 | 6 | 536 | 8 | 174 | 23 | 6 | 25 | 13.22 | 3.2 | 272 | 100330 | 8.523 | 26.8653 | 95.7219 | 0.2 | 73.3007 | 70.7321 | 96.3674 | 70.7321 | 70.7321 | 70.7321 | 70.7321 | 70.7321 | 120.7953 | 109.7505 | 137.1059 | 109.7505 | 117.1627 | 109.7505 | 109.7505 | 109.7505 | 144.4918 | 131.4408
|  | 4161 | 6 | 537 | 9 | 174 | 23 | 6 | 25 | 13.61 | 3.51 | 274 | 100349 | 8.317 | 36.772 | 84.4542 | 0.2 | 99.379 | 99.379 | 128.2828 | 99.379 | 102.1855 | 99.379 | 99.379 | 99.379 | 166.5179 | 153.1565 | 188.9404 | 153.1565 | 170.4868 | 153.1565 | 153.1565 | 153.1565 | 204.4056 | 182.7034
|  | 4162 | 6 | 538 | 10 | 174 | 23 | 6 | 25 | 14 | 3.82 | 276 | 100369 | 8.094 | 46.4605 | 71.326 | 0.2 | 119.207 | 119.207 | 141.8823 | 119.207 | 126.8707 | 119.207 | 119.207 | 119.207 | 195.5978 | 183.2064 | 217.0508 | 183.2064 | 206.4359 | 183.2064 | 184.983 | 183.2064 | 243.1606 | 217.9728
|  | 4163 | 6 | 539 | 11 | 174 | 23 | 6 | 25 | 14.41 | 3.84 | 276 | 100372 | 8.254 | 55.2949 | 54.4851 | 0.2 | 123.6868 | 123.6868 | 583.6759 | 123.6868 | 451.9744 | 123.6868 | 123.6868 | 123.6868 | 417.7214 | 72.8686 | 975.1172 | 72.8686 | 881.9902 | 72.8686 | 324.5944 | 72.8686 | 857.869 | 41.8859
|  | 4164 | 6 | 540 | 12 | 174 | 23 | 6 | 25 | 14.82 | 3.87 | 276 | 100375 | 8.417 | 62.0784 | 31.2173 | 0.2 | 87.2626 | 87.2626 | 89.4279 | 87.2626 | 90.8355 | 87.2626 | 87.2626 | 87.2626 | 138.31 | 135.2621 | 142.3675 | 135.2621 | 143.3629 | 135.2621 | 139.3053 | 135.2621 | 169 | 161.1167
|  | 4165 | 6 | 541 | 13 | 174 | 23 | 6 | 25 | 15.23 | 3.89 | 277 | 100379 | 8.58 | 64.8498 | 0.73006 | 0.2 | 179.5322 | 179.5322 | 179.9376 | 179.5322 | 211.3449 | 179.5322 | 179.5322 | 179.5322 | 295.0565 | 269.6353 | 317.8382 | 269.6353 | 340.0465 | 269.6353 | 317.2649 | 269.6353 | 385.0348 | 317.2711
|  | 4166 | 6 | 542 | 14 | 174 | 23 | 6 | 25 | 15.54 | 4.21 | 284 | 100421 | 8.52 | 62.3061 | -29.9799 | 0.2 | 161.6936 | 161.6936 | 161.6936 | 161.6936 | 183.3198 | 161.6936 | 174.1694 | 161.6936 | 263.4079 | 245.0649 | 269.8782 | 245.0649 | 293.992 | 245.0649 | 287.5217 | 245.0649 | 336.9408 | 289.3737
|  | 4167 | 6 | 543 | 15 | 174 | 23 | 6 | 25 | 15.85 | 4.52 | 291 | 100464 | 8.454 | 55.657 | -53.596 | 0.2 | 183.581 | 183.581 | 183.581 | 183.581 | 397.6168 | 183.581 | 473.8495 | 183.581 | 415.932 | 194.0396 | 362.0273 | 194.0396 | 718.6243 | 194.0396 | 772.529 | 194.0396 | 715.5757 | 187.7368
|  | 4168 | 6 | 544 | 16 | 174 | 23 | 6 | 25 | 16.16 | 4.84 | 298 | 100507 | 8.381 | 46.8835 | -70.6644 | 0.2 | 174.4049 | 174.4049 | 174.4049 | 174.4049 | 233.1209 | 174.4049 | 341.7379 | 174.4049 | 331.0873 | 238.683 | 254.2835 | 238.683 | 414.1242 | 238.683 | 490.9281 | 238.683 | 458.0628 | 268.6675
|  | 4169 | 6 | 545 | 17 | 174 | 23 | 6 | 25 | 15.85 | 4.5 | 296 | 100520 | 8.073 | 37.217 | -83.9128 | 0.2 | 128.6214 | 128.6214 | 128.6214 | 128.6214 | 135.2764 | 128.6214 | 191.0254 | 128.6214 | 224.0965 | 195.0978 | 195.0978 | 195.0978 | 233.5079 | 195.0978 | 272.9284 | 195.0978 | 279.0826 | 231.4174
|  | 4170 | 6 | 546 | 18 | 174 | 23 | 6 | 25 | 15.55 | 4.16 | 295 | 100533 | 7.779 | 27.3107 | -95.2366 | 0.2 | 137.1449 | 115.1789 | 115.1789 | 115.1789 | 115.1789 | 115.1789 | 354.8501 | 115.1789 | 257.9301 | 154.5194 | 154.5194 | 154.5194 | 226.8654 | 154.5194 | 411.8709 | 154.5194 | 294.8568 | 170.578
|  | 4171 | 6 | 547 | 19 | 174 | 23 | 6 | 25 | 15.24 | 3.82 | 293 | 100546 | 7.487 | 17.5689 | -105.7662 | 0.2 | 52.0944 | 47.7525 | 47.7525 | 47.7525 | 47.7525 | 47.7525 | 63.1312 | 47.7525 | 81.4492 | 74.8013 | 74.8013 | 74.8013 | 75.3087 | 74.8013 | 89.2533 | 74.8013 | 95 | 89.9404
|  | 4172 | 6 | 548 | 20 | 174 | 23 | 6 | 25 | 14.64 | 3.22 | 288 | 100585 | 7.273 | 8.3169 | -116.2257 | 0.2 | 107.9856 | 38.6976 | 38.6976 | 38.6976 | 38.6976 | 38.6976 | 179.3503 | 38.6976 | 117.5461 | 52.3447 | 52.3447 | 52.3447 | 52.3447 | 52.3447 | 168.0086 | 52.3447 | 79.4667 | 56.546
|  | 4173 | 6 | 549 | 21 | 174 | 23 | 6 | 25 | 14.05 | 2.63 | 282 | 100624 | 7.067 | 0 | -127.1292 | 0.2 | 1.0188 | 1.0188 | 1.0188 | 1.0188 | 1.0188 | 1.0188 | 1.0188 | 1.0188 | 1.6376 | 1.6376 | 1.6376 | 1.6376 | 1.6376 | 1.6376 | 1.6376 | 1.6376 | 2 | 2
|  | 4174 | 6 | 550 | 22 | 174 | 23 | 6 | 25 | 13.45 | 2.03 | 277 | 100664 | 6.861 | 0 | -138.8499 | 0.2 | 0 | 0 | 0 | 0 | 0 | 0 | 0 | 0 | 0 | 0 | 0 | 0 | 0 | 0 | 0 | 0 | 0 | 0
|  | 4175 | 6 | 551 | 23 | 174 | 23 | 6 | 25 | 13.25 | 1.97 | 276 | 100670 | 6.816 | 0 | -151.5956 | 0.2 | 0 | 0 | 0 | 0 | 0 | 0 | 0 | 0 | 0 | 0 | 0 | 0 | 0 | 0 | 0 | 0 | 0 | 0
|  | 4176 | 6 | 552 | 24 | 174 | 23 | 6 | 25 | 13.04 | 1.92 | 275 | 100677 | 6.766 | 0 | -165.3238 | 0.2 | 0 | 0 | 0 | 0 | 0 | 0 | 0 | 0 | 0 | 0 | 0 | 0 | 0 | 0 | 0 | 0 | 0 | 0
|  | 4177 | 6 | 553 | 1 | 175 | 24 | 7 | 25 | 12.84 | 1.86 | 274 | 100683 | 6.72 | 0 | -179.6207 | 0.2 | 0 | 0 | 0 | 0 | 0 | 0 | 0 | 0 | 0 | 0 | 0 | 0 | 0 | 0 | 0 | 0 | 0 | 0
|  | 4178 | 6 | 554 | 2 | 175 | 24 | 7 | 25 | 12.01 | 1.77 | 282 | 100723 | 6.954 | 0 | 166.0109 | 0.2 | 0 | 0 | 0 | 0 | 0 | 0 | 0 | 0 | 0 | 0 | 0 | 0 | 0 | 0 | 0 | 0 | 0 | 0
|  | 4179 | 6 | 555 | 3 | 175 | 24 | 7 | 25 | 11.18 | 1.67 | 289 | 100762 | 7.143 | 0 | 152.2393 | 0.2 | 0 | 0 | 0 | 0 | 0 | 0 | 0 | 0 | 0 | 0 | 0 | 0 | 0 | 0 | 0 | 0 | 0 | 0
|  | 4180 | 6 | 556 | 4 | 175 | 24 | 7 | 25 | 10.35 | 1.57 | 297 | 100801 | 7.287 | 0 | 139.4406 | 0.2 | 0 | 0 | 0 | 0 | 0 | 0 | 0 | 0 | 0 | 0 | 0 | 0 | 0 | 0 | 0 | 0 | 0 | 0
|  | 4181 | 6 | 557 | 5 | 175 | 24 | 7 | 25 | 10.76 | 2.09 | 297 | 100821 | 7.443 | 0 | 127.6718 | 0.2 | 0 | 0 | 0 | 0 | 0 | 0 | 0 | 0 | 0 | 0 | 0 | 0 | 0 | 0 | 0 | 0 | 0 | 0
|  | 4182 | 6 | 558 | 6 | 175 | 24 | 7 | 25 | 11.16 | 2.6 | 296 | 100841 | 7.596 | 7.8739 | 116.7349 | 0.2 | 2.0399 | 2.0399 | 2.0399 | 2.0399 | 2.0399 | 2.0399 | 2.0399 | 2.0399 | 3.2767 | 3.2767 | 3.2767 | 3.2767 | 3.2767 | 3.2767 | 3.2767 | 3.2767 | 4 | 4
|  | 4183 | 6 | 559 | 7 | 175 | 24 | 7 | 25 | 11.57 | 3.12 | 296 | 100860 | 7.756 | 17.0946 | 106.2636 | 0.2 | 18.6718 | 18.6718 | 18.6718 | 18.6718 | 18.6718 | 18.6718 | 18.6718 | 18.6718 | 29.7118 | 29.7118 | 29.7118 | 29.7118 | 29.7118 | 29.7118 | 29.7118 | 29.7118 | 36 | 36
|  | 4184 | 6 | 560 | 8 | 175 | 24 | 7 | 25 | 12.15 | 3.14 | 300 | 100857 | 7.933 | 26.8201 | 95.7509 | 0.2 | 45.5396 | 45.3811 | 46.9548 | 45.3811 | 45.3811 | 45.3811 | 45.3811 | 45.3811 | 72.2633 | 71.5858 | 73.264 | 71.5858 | 72.0391 | 71.5858 | 71.5858 | 71.5858 | 87 | 86.2003
|  | 4185 | 6 | 561 | 9 | 175 | 24 | 7 | 25 | 12.73 | 3.17 | 304 | 100854 | 8.109 | 36.7267 | 84.4864 | 0.2 | 126.1177 | 126.1177 | 298.0091 | 126.1177 | 142.7101 | 126.1177 | 126.1177 | 126.1177 | 247.7822 | 168.4078 | 381.0604 | 168.4078 | 271.2474 | 168.4078 | 168.4078 | 168.4078 | 313.2538 | 184.409
|  | 4186 | 6 | 562 | 10 | 175 | 24 | 7 | 25 | 13.31 | 3.2 | 308 | 100851 | 8.286 | 46.4165 | 71.3666 | 0.2 | 159.7276 | 159.7276 | 497.8926 | 159.7276 | 273.7521 | 159.7276 | 159.7276 | 159.7276 | 363.6959 | 179.1806 | 683.4421 | 179.1806 | 524.9508 | 179.1806 | 205.2046 | 179.1806 | 553.2755 | 178.3071
|  | 4187 | 6 | 563 | 11 | 175 | 24 | 7 | 25 | 14.03 | 3.17 | 311 | 100828 | 8.162 | 55.2547 | 54.5434 | 0.2 | 126.0663 | 126.0663 | 139.662 | 126.0663 | 135.7484 | 126.0663 | 126.0663 | 126.0663 | 203.775 | 193.6054 | 220.2349 | 193.6054 | 217.4677 | 193.6054 | 201.0077 | 193.6054 | 254.0353 | 229.9712
|  | 4188 | 6 | 564 | 12 | 175 | 24 | 7 | 25 | 14.75 | 3.14 | 314 | 100805 | 8.003 | 62.0475 | 31.3068 | 0.2 | 79.4642 | 79.4642 | 81.093 | 79.4642 | 82.1423 | 79.4642 | 79.4642 | 79.4642 | 125.6819 | 123.3988 | 128.7273 | 123.3988 | 129.4693 | 123.3988 | 126.4239 | 123.3988 | 153 | 147.0931
|  | 4189 | 6 | 565 | 13 | 175 | 24 | 7 | 25 | 15.48 | 3.1 | 318 | 100782 | 7.814 | 64.8363 | 0.8484 | 0.2 | 68.1058 | 68.1058 | 68.1316 | 68.1058 | 69.8463 | 68.1058 | 68.1058 | 68.1058 | 107.31 | 105.9207 | 108.5589 | 105.9207 | 109.7714 | 105.9207 | 108.5225 | 105.9207 | 130 | 126.2947
|  | 4190 | 6 | 566 | 14 | 175 | 24 | 7 | 25 | 15.76 | 2.91 | 322 | 100811 | 7.914 | 62.3121 | -29.8686 | 0.2 | 132.9221 | 132.9221 | 132.9221 | 132.9221 | 144.5652 | 132.9221 | 139.6087 | 132.9221 | 213.4969 | 203.637 | 217.0017 | 203.637 | 229.9628 | 203.637 | 226.458 | 203.637 | 267 | 241.4129
|  | 4191 | 6 | 567 | 15 | 175 | 24 | 7 | 25 | 16.03 | 2.72 | 326 | 100841 | 8.01 | 55.6757 | -53.5098 | 0.2 | 66.501 | 66.501 | 66.501 | 66.501 | 67.6917 | 66.501 | 68.1108 | 66.501 | 105.0281 | 103.7964 | 104.7318 | 103.7964 | 106.7122 | 103.7964 | 107.0085 | 103.7964 | 127 | 124.0673
|  | 4192 | 6 | 568 | 16 | 175 | 24 | 7 | 25 | 16.31 | 2.52 | 330 | 100870 | 8.111 | 46.9083 | -70.5974 | 0.2 | 69.6838 | 69.6838 | 69.6838 | 69.6838 | 70.7995 | 69.6838 | 72.8515 | 69.6838 | 110.678 | 108.9285 | 109.227 | 108.9285 | 112.2559 | 108.9285 | 113.7069 | 108.9285 | 134 | 130.41
|  | 4193 | 6 | 569 | 17 | 175 | 24 | 7 | 25 | 15.91 | 2.63 | 333 | 100867 | 7.954 | 37.2442 | -83.857 | 0.2 | 60.8284 | 60.8284 | 60.8284 | 60.8284 | 61.1691 | 60.8284 | 63.9946 | 60.8284 | 96.9263 | 95.4554 | 95.4554 | 95.4554 | 97.4082 | 95.4554 | 99.4061 | 95.4554 | 117 | 114.579
|  | 4194 | 6 | 570 | 18 | 175 | 24 | 7 | 25 | 15.51 | 2.74 | 336 | 100864 | 7.797 | 27.3378 | -95.1866 | 0.2 | 49.5883 | 49.3228 | 49.3228 | 49.3228 | 49.3228 | 49.3228 | 52.2478 | 49.3228 | 78.9437 | 77.6823 | 77.6823 | 77.6823 | 78.5682 | 77.6823 | 80.8242 | 77.6823 | 95 | 93.4816
|  | 4195 | 6 | 571 | 19 | 175 | 24 | 7 | 25 | 15.11 | 2.86 | 339 | 100860 | 7.644 | 17.5946 | -105.7187 | 0.2 | 42.4144 | 40.4157 | 40.4157 | 40.4157 | 40.4157 | 40.4157 | 47.5173 | 40.4157 | 66.7037 | 63.6362 | 63.6362 | 63.6362 | 63.8772 | 63.6362 | 70.3121 | 63.6362 | 79 | 76.6605
|  | 4196 | 6 | 572 | 20 | 175 | 24 | 7 | 25 | 14.34 | 2.41 | 336 | 100900 | 7.683 | 8.3396 | -116.1783 | 0.2 | 31.5758 | 24.6305 | 24.6305 | 24.6305 | 24.6305 | 24.6305 | 38.7588 | 24.6305 | 45.2758 | 38.7328 | 38.7328 | 38.7328 | 38.7328 | 38.7328 | 50.3549 | 38.7328 | 49 | 46.6922
|  | 4197 | 6 | 573 | 21 | 175 | 24 | 7 | 25 | 13.58 | 1.96 | 333 | 100939 | 7.702 | 0 | -127.0804 | 0.2 | 1.0188 | 1.0188 | 1.0188 | 1.0188 | 1.0188 | 1.0188 | 1.0188 | 1.0188 | 1.6376 | 1.6376 | 1.6376 | 1.6376 | 1.6376 | 1.6376 | 1.6376 | 1.6376 | 2 | 2
|  | 4198 | 6 | 574 | 22 | 175 | 24 | 7 | 25 | 12.81 | 1.52 | 330 | 100978 | 7.694 | 0 | -138.7989 | 0.2 | 0 | 0 | 0 | 0 | 0 | 0 | 0 | 0 | 0 | 0 | 0 | 0 | 0 | 0 | 0 | 0 | 0 | 0
|  | 4199 | 6 | 575 | 23 | 175 | 24 | 7 | 25 | 12.53 | 1.51 | 322 | 100985 | 7.618 | 0 | -151.5424 | 0.2 | 0 | 0 | 0 | 0 | 0 | 0 | 0 | 0 | 0 | 0 | 0 | 0 | 0 | 0 | 0 | 0 | 0 | 0
|  | 4200 | 6 | 576 | 24 | 175 | 24 | 7 | 25 | 12.24 | 1.5 | 313 | 100991 | 7.536 | 0 | -165.2696 | 0.2 | 0 | 0 | 0 | 0 | 0 | 0 | 0 | 0 | 0 | 0 | 0 | 0 | 0 | 0 | 0 | 0 | 0 | 0
|  | 4201 | 6 | 577 | 1 | 176 | 25 | 1 | 26 | 11.96 | 1.49 | 305 | 100998 | 7.46 | 0 | -179.5681 | 0.2 | 0 | 0 | 0 | 0 | 0 | 0 | 0 | 0 | 0 | 0 | 0 | 0 | 0 | 0 | 0 | 0 | 0 | 0
|  | 4202 | 6 | 578 | 2 | 176 | 25 | 1 | 26 | 11.58 | 1.63 | 328 | 101018 | 7.538 | 0 | 166.0586 | 0.2 | 0 | 0 | 0 | 0 | 0 | 0 | 0 | 0 | 0 | 0 | 0 | 0 | 0 | 0 | 0 | 0 | 0 | 0
|  | 4203 | 6 | 579 | 3 | 176 | 25 | 1 | 26 | 11.19 | 1.77 | 351 | 101037 | 7.602 | 0 | 152.2808 | 0.2 | 0 | 0 | 0 | 0 | 0 | 0 | 0 | 0 | 0 | 0 | 0 | 0 | 0 | 0 | 0 | 0 | 0 | 0
|  | 4204 | 6 | 580 | 4 | 176 | 25 | 1 | 26 | 10.8 | 1.9 | 14 | 101057 | 7.657 | 0 | 139.4757 | 0.2 | 0 | 0 | 0 | 0 | 0 | 0 | 0 | 0 | 0 | 0 | 0 | 0 | 0 | 0 | 0 | 0 | 0 | 0
|  | 4205 | 6 | 581 | 5 | 176 | 25 | 1 | 26 | 11.15 | 1.92 | 12 | 101080 | 7.719 | 0 | 127.7014 | 0.2 | 0 | 0 | 0 | 0 | 0 | 0 | 0 | 0 | 0 | 0 | 0 | 0 | 0 | 0 | 0 | 0 | 0 | 0
|  | 4206 | 6 | 582 | 6 | 176 | 25 | 1 | 26 | 11.5 | 1.93 | 11 | 101103 | 7.78 | 7.8266 | 116.7606 | 0.2 | 4.0919 | 4.0919 | 4.0919 | 4.0919 | 4.0919 | 4.0919 | 4.0919 | 4.0919 | 6.562 | 6.562 | 6.562 | 6.562 | 6.562 | 6.562 | 6.562 | 6.562 | 8 | 8
|  | 4207 | 6 | 583 | 7 | 176 | 25 | 1 | 26 | 11.85 | 1.94 | 9 | 101126 | 7.838 | 17.0457 | 106.2869 | 0.2 | 181.3865 | 67.9502 | 456.2014 | 67.9502 | 67.9502 | 67.9502 | 67.9502 | 67.9502 | 241.4689 | 73.5648 | 435.7924 | 73.5648 | 81.0456 | 73.5648 | 73.5648 | 73.5648 | 190.8609 | 66.845
|  | 4208 | 6 | 584 | 8 | 176 | 25 | 1 | 26 | 12.62 | 2.23 | 7 | 101142 | 7.341 | 26.7704 | 95.7739 | 0.2 | 150.6371 | 99.884 | 601.8143 | 99.884 | 99.884 | 99.884 | 99.884 | 99.884 | 316.1162 | 100.263 | 635.1466 | 100.263 | 244.3405 | 100.263 | 100.263 | 100.263 | 342.1202 | 87.6108
|  | 4209 | 6 | 585 | 9 | 176 | 25 | 1 | 26 | 13.39 | 2.51 | 4 | 101159 | 6.77 | 36.6771 | 84.512 | 0.2 | 129.7089 | 129.7089 | 583.3414 | 129.7089 | 173.293 | 129.7089 | 129.7089 | 129.7089 | 343.3807 | 134.207 | 694.9659 | 134.207 | 405.0179 | 134.207 | 134.207 | 134.207 | 462.7104 | 123.31
|  | 4210 | 6 | 586 | 10 | 176 | 25 | 1 | 26 | 14.17 | 2.79 | 1 | 101175 | 6.124 | 46.3679 | 71.3998 | 0.2 | 160.7477 | 160.7477 | 453.1565 | 160.7477 | 259.1553 | 160.7477 | 160.7477 | 160.7477 | 345.9811 | 186.7327 | 622.33 | 186.7327 | 485.1504 | 186.7327 | 208.8015 | 186.7327 | 512.1832 | 188.5644
|  | 4211 | 6 | 587 | 11 | 176 | 25 | 1 | 26 | 14.94 | 2.55 | 355 | 101139 | 5.922 | 55.2093 | 54.5938 | 0.2 | 165.7151 | 165.7151 | 204.2005 | 165.7151 | 193.0715 | 165.7151 | 165.7151 | 165.7151 | 277.7752 | 249.0636 | 324.3324 | 249.0636 | 316.4631 | 249.0636 | 269.9059 | 249.0636 | 361.6953 | 293.7345
|  | 4212 | 6 | 588 | 12 | 176 | 25 | 1 | 26 | 15.71 | 2.32 | 348 | 101103 | 5.68 | 62.0103 | 31.3895 | 0.2 | 200.3914 | 200.3914 | 269.4044 | 200.3914 | 313.4993 | 200.3914 | 200.3914 | 200.3914 | 364.6866 | 268.3814 | 493.4655 | 268.3814 | 524.6453 | 268.3814 | 395.8664 | 268.3814 | 548.0746 | 298.7705
|  | 4213 | 6 | 589 | 13 | 176 | 25 | 1 | 26 | 16.48 | 2.08 | 342 | 101067 | 5.397 | 64.8158 | 0.96524 | 0.2 | 204.4515 | 204.4515 | 207.7571 | 204.4515 | 400.6477 | 204.4515 | 204.4515 | 204.4515 | 401.2243 | 244.8826 | 542.2933 | 244.8826 | 678.6875 | 244.8826 | 537.6185 | 244.8826 | 673.738 | 256.4413
|  | 4214 | 6 | 590 | 14 | 176 | 25 | 1 | 26 | 16.79 | 2.28 | 342 | 101073 | 5.411 | 62.3115 | -29.7529 | 0.2 | 181.9547 | 181.9547 | 181.9547 | 181.9547 | 478.2302 | 181.9547 | 351.3104 | 181.9547 | 426.7318 | 176.3796 | 516.4777 | 176.3796 | 845.7286 | 176.3796 | 755.9827 | 176.3796 | 813.1247 | 162.7978
|  | 4215 | 6 | 591 | 15 | 176 | 25 | 1 | 26 | 17.1 | 2.47 | 343 | 101080 | 5.421 | 55.6884 | -53.4172 | 0.2 | 185.4837 | 185.4837 | 185.4837 | 185.4837 | 392.2496 | 185.4837 | 464.0686 | 185.4837 | 412.3496 | 199.0892 | 361.5658 | 199.0892 | 704.7607 | 199.0892 | 755.5444 | 199.0892 | 702.4166 | 194.055
|  | 4216 | 6 | 592 | 16 | 176 | 25 | 1 | 26 | 17.41 | 2.66 | 343 | 101087 | 5.431 | 46.9276 | -70.524 | 0.2 | 175.5736 | 175.5736 | 175.5736 | 175.5736 | 287.0392 | 175.5736 | 490.7614 | 175.5736 | 378.6487 | 204.6023 | 234.5954 | 204.6023 | 536.2848 | 204.6023 | 680.3382 | 204.6023 | 565.3451 | 207.7406
|  | 4217 | 6 | 593 | 17 | 176 | 25 | 1 | 26 | 17.09 | 2.34 | 343 | 101060 | 5.539 | 37.2661 | -83.7953 | 0.2 | 152.2527 | 152.2527 | 152.2527 | 152.2527 | 189.7844 | 152.2527 | 497.4753 | 152.2527 | 344.1691 | 183.8805 | 183.8805 | 183.8805 | 397.2469 | 183.8805 | 614.8172 | 183.8805 | 454.2918 | 190.0779
|  | 4218 | 6 | 594 | 18 | 176 | 25 | 1 | 26 | 16.78 | 2.03 | 343 | 101034 | 5.646 | 27.3599 | -95.1314 | 0.2 | 167.6624 | 124.9952 | 124.9952 | 124.9952 | 124.9952 | 124.9952 | 600.1334 | 124.9952 | 346.7786 | 142.0552 | 142.0552 | 142.0552 | 286.4381 | 142.0552 | 652.5818 | 142.0552 | 386.1889 | 139.3335
|  | 4219 | 6 | 595 | 19 | 176 | 25 | 1 | 26 | 16.46 | 1.71 | 343 | 101008 | 5.741 | 17.6149 | -105.6665 | 0.2 | 148.4814 | 81.0848 | 81.0848 | 81.0848 | 81.0848 | 81.0848 | 321.3947 | 81.0848 | 209.8028 | 106.1125 | 106.1125 | 106.1125 | 114.4897 | 106.1125 | 332.071 | 106.1125 | 192.7668 | 113.5231
|  | 4220 | 6 | 596 | 20 | 176 | 25 | 1 | 26 | 15.52 | 1.7 | 342 | 101011 | 6.017 | 8.3567 | -116.1268 | 0.2 | 74.6964 | 33.1053 | 33.1053 | 33.1053 | 33.1053 | 33.1053 | 117.9028 | 33.1053 | 86.4137 | 47.194 | 47.194 | 47.194 | 47.194 | 47.194 | 116.9652 | 47.194 | 66.9939 | 53.1199
|  | 4221 | 6 | 597 | 21 | 176 | 25 | 1 | 26 | 14.58 | 1.69 | 342 | 101014 | 6.238 | 0 | -127.0282 | 0.2 | 0.50743 | 0.50743 | 0.50743 | 0.50743 | 0.50743 | 0.50743 | 0.50743 | 0.50743 | 0.81738 | 0.81738 | 0.81738 | 0.81738 | 0.81738 | 0.81738 | 0.81738 | 0.81738 | 1 | 1
|  | 4222 | 6 | 598 | 22 | 176 | 25 | 1 | 26 | 13.64 | 1.68 | 341 | 101018 | 6.41 | 0 | -138.7451 | 0.2 | 0 | 0 | 0 | 0 | 0 | 0 | 0 | 0 | 0 | 0 | 0 | 0 | 0 | 0 | 0 | 0 | 0 | 0
|  | 4223 | 6 | 599 | 23 | 176 | 25 | 1 | 26 | 13.44 | 1.33 | 300 | 100991 | 6.509 | 0 | -151.4873 | 0.2 | 0 | 0 | 0 | 0 | 0 | 0 | 0 | 0 | 0 | 0 | 0 | 0 | 0 | 0 | 0 | 0 | 0 | 0
|  | 4224 | 6 | 600 | 24 | 176 | 25 | 1 | 26 | 13.24 | 0.98 | 258 | 100965 | 6.604 | 0 | -165.2145 | 0.2 | 0 | 0 | 0 | 0 | 0 | 0 | 0 | 0 | 0 | 0 | 0 | 0 | 0 | 0 | 0 | 0 | 0 | 0
|  | 4225 | 6 | 601 | 1 | 177 | 26 | 2 | 26 | 13.04 | 0.63 | 217 | 100939 | 6.696 | 0 | -179.5161 | 0.2 | 0 | 0 | 0 | 0 | 0 | 0 | 0 | 0 | 0 | 0 | 0 | 0 | 0 | 0 | 0 | 0 | 0 | 0
|  | 4226 | 6 | 602 | 2 | 177 | 26 | 2 | 26 | 12.07 | 0.89 | 218 | 100900 | 6.79 | 0 | 166.1045 | 0.2 | 0 | 0 | 0 | 0 | 0 | 0 | 0 | 0 | 0 | 0 | 0 | 0 | 0 | 0 | 0 | 0 | 0 | 0
|  | 4227 | 6 | 603 | 3 | 177 | 26 | 2 | 26 | 11.09 | 1.15 | 219 | 100860 | 6.84 | 0 | 152.3193 | 0.2 | 0 | 0 | 0 | 0 | 0 | 0 | 0 | 0 | 0 | 0 | 0 | 0 | 0 | 0 | 0 | 0 | 0 | 0
|  | 4228 | 6 | 604 | 4 | 177 | 26 | 2 | 26 | 10.11 | 1.41 | 220 | 100821 | 6.853 | 0 | 139.507 | 0.2 | 0 | 0 | 0 | 0 | 0 | 0 | 0 | 0 | 0 | 0 | 0 | 0 | 0 | 0 | 0 | 0 | 0 | 0
|  | 4229 | 6 | 605 | 5 | 177 | 26 | 2 | 26 | 10.78 | 1.3 | 231 | 100824 | 7.274 | 0 | 127.7267 | 0.2 | 0 | 0 | 0 | 0 | 0 | 0 | 0 | 0 | 0 | 0 | 0 | 0 | 0 | 0 | 0 | 0 | 0 | 0
|  | 4230 | 6 | 606 | 6 | 177 | 26 | 2 | 26 | 11.45 | 1.19 | 242 | 100828 | 7.718 | 7.7743 | 116.7813 | 0.2 | 2.0398 | 2.0398 | 2.0398 | 2.0398 | 2.0398 | 2.0398 | 2.0398 | 2.0398 | 3.2767 | 3.2767 | 3.2767 | 3.2767 | 3.2767 | 3.2767 | 3.2767 | 3.2767 | 4 | 4
|  | 4231 | 6 | 607 | 7 | 177 | 26 | 2 | 26 | 12.12 | 1.08 | 253 | 100831 | 8.185 | 16.9923 | 106.3048 | 0.2 | 9.7945 | 9.7945 | 9.7945 | 9.7945 | 9.7945 | 9.7945 | 9.7945 | 9.7945 | 15.6388 | 15.6388 | 15.6388 | 15.6388 | 15.6388 | 15.6388 | 15.6388 | 15.6388 | 19 | 19
|  | 4232 | 6 | 608 | 8 | 177 | 26 | 2 | 26 | 12.42 | 1.31 | 259 | 100824 | 8.401 | 26.7164 | 95.7909 | 0.2 | 16.1029 | 16.1029 | 16.1029 | 16.1029 | 16.1029 | 16.1029 | 16.1029 | 16.1029 | 25.6024 | 25.6024 | 25.6024 | 25.6024 | 25.6024 | 25.6024 | 25.6024 | 25.6024 | 31 | 31
|  | 4233 | 6 | 609 | 9 | 177 | 26 | 2 | 26 | 12.72 | 1.54 | 266 | 100818 | 8.622 | 36.623 | 84.5309 | 0.2 | 40.0085 | 40.0085 | 40.0085 | 40.0085 | 40.0085 | 40.0085 | 40.0085 | 40.0085 | 63.1423 | 63.1423 | 63.1423 | 63.1423 | 63.1423 | 63.1423 | 63.1423 | 63.1423 | 76 | 76
|  | 4234 | 6 | 610 | 10 | 177 | 26 | 2 | 26 | 13.03 | 1.77 | 273 | 100811 | 8.853 | 46.3147 | 71.4255 | 0.2 | 61.2792 | 61.2792 | 63.03 | 61.2792 | 61.8675 | 61.2792 | 61.2792 | 61.2792 | 96.9691 | 96.0178 | 98.6231 | 96.0178 | 97.8012 | 96.0178 | 96.1471 | 96.0178 | 117 | 115.0662
|  | 4235 | 6 | 611 | 11 | 177 | 26 | 2 | 26 | 13.8 | 2 | 268 | 100752 | 9.181 | 55.1587 | 54.6361 | 0.2 | 57.9719 | 57.9719 | 58.8321 | 57.9719 | 58.5824 | 57.9719 | 57.9719 | 57.9719 | 91.3181 | 90.6783 | 92.358 | 90.6783 | 92.1815 | 90.6783 | 91.1416 | 90.6783 | 110 | 108.4847
|  | 4236 | 6 | 612 | 12 | 177 | 26 | 2 | 26 | 14.58 | 2.24 | 264 | 100693 | 9.522 | 61.967 | 31.4654 | 0.2 | 70.575 | 70.575 | 71.6833 | 70.575 | 72.386 | 70.575 | 70.575 | 70.575 | 111.3575 | 109.8184 | 113.4217 | 109.8184 | 113.9186 | 109.8184 | 111.8544 | 109.8184 | 135 | 131.0123
|  | 4237 | 6 | 613 | 13 | 177 | 26 | 2 | 26 | 15.36 | 2.48 | 259 | 100634 | 9.871 | 64.7884 | 1.0803 | 0.2 | 129.499 | 129.499 | 129.71 | 129.499 | 140.686 | 129.499 | 129.499 | 129.499 | 207.3531 | 198.4588 | 215.4126 | 198.4588 | 223.1739 | 198.4588 | 215.1143 | 198.4588 | 259 | 235.2346
|  | 4238 | 6 | 614 | 14 | 177 | 26 | 2 | 26 | 15.32 | 2.62 | 267 | 100638 | 9.234 | 62.3041 | -29.6332 | 0.2 | 194.1557 | 194.1557 | 194.1557 | 194.1557 | 281.9707 | 194.1557 | 244.1089 | 194.1557 | 339.899 | 265.9005 | 366.6713 | 265.9005 | 464.0882 | 265.9005 | 437.3159 | 265.9005 | 490.3064 | 297.8418
|  | 4239 | 6 | 615 | 15 | 177 | 26 | 2 | 26 | 15.29 | 2.76 | 275 | 100641 | 8.608 | 55.6951 | -53.3183 | 0.2 | 194.9097 | 194.9097 | 194.9097 | 194.9097 | 349.2659 | 194.9097 | 402.1326 | 194.9097 | 395.9204 | 237.2709 | 358.538 | 237.2709 | 614.213 | 237.2709 | 651.5954 | 237.2709 | 629.792 | 251.0715
|  | 4240 | 6 | 616 | 16 | 177 | 26 | 2 | 26 | 15.25 | 2.9 | 283 | 100644 | 7.979 | 46.9415 | -70.4443 | 0.2 | 174.579 | 174.579 | 174.579 | 174.579 | 292.7161 | 174.579 | 507.1603 | 174.579 | 384.223 | 200.6788 | 232.588 | 200.6788 | 551.2941 | 200.6788 | 702.9291 | 200.6788 | 580.2422 | 202.5345
|  | 4241 | 6 | 617 | 17 | 177 | 26 | 2 | 26 | 15.2 | 2.36 | 284 | 100621 | 7.805 | 37.2827 | -83.728 | 0.2 | 124.6025 | 124.6025 | 124.6025 | 124.6025 | 130.4894 | 124.6025 | 178.1654 | 124.6025 | 214.5846 | 189.7389 | 189.7389 | 189.7389 | 222.91 | 189.7389 | 256.622 | 189.7389 | 266.3528 | 225.3287
|  | 4242 | 6 | 618 | 18 | 177 | 26 | 2 | 26 | 15.16 | 1.83 | 284 | 100598 | 7.636 | 27.3766 | -95.0711 | 0.2 | 160.0609 | 120.1346 | 120.1346 | 120.1346 | 120.1346 | 120.1346 | 570.066 | 120.1346 | 331.8682 | 138.2403 | 138.2403 | 138.2403 | 275.4039 | 138.2403 | 621.7856 | 138.2403 | 371.2444 | 137.3395
|  | 4243 | 6 | 619 | 19 | 177 | 26 | 2 | 26 | 15.11 | 1.3 | 284 | 100575 | 7.463 | 17.6299 | -105.6098 | 0.2 | 135.4416 | 79.0797 | 79.0797 | 79.0797 | 79.0797 | 79.0797 | 280.8125 | 79.0797 | 191.5339 | 104.612 | 104.612 | 104.612 | 111.8263 | 104.612 | 294.3267 | 104.612 | 178.7619 | 112.1975
|  | 4244 | 6 | 620 | 20 | 177 | 26 | 2 | 26 | 14.09 | 1.42 | 270 | 100588 | 7.433 | 8.3682 | -116.0713 | 0.2 | 20.3837 | 19.0937 | 19.0937 | 19.0937 | 19.0937 | 19.0937 | 21.7304 | 19.0937 | 31.4703 | 30.2528 | 30.2528 | 30.2528 | 30.2528 | 30.2528 | 32.4225 | 30.2528 | 37 | 36.5682
|  | 4245 | 6 | 621 | 21 | 177 | 26 | 2 | 26 | 13.08 | 1.54 | 257 | 100602 | 7.379 | 0 | -126.9724 | 0.2 | 29.79 | 7.3872 | 7.3872 | 7.3872 | 7.3872 | 7.3872 | 37.1465 | 7.3872 | 25.4668 | 9.6635 | 9.6635 | 9.6635 | 9.6635 | 9.6635 | 30.6687 | 9.6635 | 9.7912 | 9.7912
|  | 4246 | 6 | 622 | 22 | 177 | 26 | 2 | 26 | 12.06 | 1.67 | 243 | 100615 | 7.291 | 0 | -138.6885 | 0.2 | 0 | 0 | 0 | 0 | 0 | 0 | 0 | 0 | 0 | 0 | 0 | 0 | 0 | 0 | 0 | 0 | 0 | 0
|  | 4247 | 6 | 623 | 23 | 177 | 26 | 2 | 26 | 11.65 | 1.62 | 235 | 100588 | 7.339 | 0 | -151.4303 | 0.2 | 0 | 0 | 0 | 0 | 0 | 0 | 0 | 0 | 0 | 0 | 0 | 0 | 0 | 0 | 0 | 0 | 0 | 0
|  | 4248 | 6 | 624 | 24 | 177 | 26 | 2 | 26 | 11.25 | 1.57 | 228 | 100562 | 7.383 | 0 | -165.1588 | 0.2 | 0 | 0 | 0 | 0 | 0 | 0 | 0 | 0 | 0 | 0 | 0 | 0 | 0 | 0 | 0 | 0 | 0 | 0
|  | 4249 | 6 | 625 | 1 | 178 | 27 | 3 | 26 | 10.84 | 1.52 | 220 | 100536 | 7.415 | 0 | -179.4647 | 0.2 | 0 | 0 | 0 | 0 | 0 | 0 | 0 | 0 | 0 | 0 | 0 | 0 | 0 | 0 | 0 | 0 | 0 | 0
|  | 4250 | 6 | 626 | 2 | 178 | 27 | 3 | 26 | 10.3 | 1.3 | 221 | 100520 | 7.237 | 0 | 166.1485 | 0.2 | 0 | 0 | 0 | 0 | 0 | 0 | 0 | 0 | 0 | 0 | 0 | 0 | 0 | 0 | 0 | 0 | 0 | 0
|  | 4251 | 6 | 627 | 3 | 178 | 27 | 3 | 26 | 9.75 | 1.09 | 222 | 100503 | 7.056 | 0 | 152.3548 | 0.2 | 0 | 0 | 0 | 0 | 0 | 0 | 0 | 0 | 0 | 0 | 0 | 0 | 0 | 0 | 0 | 0 | 0 | 0
|  | 4252 | 6 | 628 | 4 | 178 | 27 | 3 | 26 | 9.2 | 0.87 | 223 | 100487 | 6.878 | 0 | 139.5345 | 0.2 | 0 | 0 | 0 | 0 | 0 | 0 | 0 | 0 | 0 | 0 | 0 | 0 | 0 | 0 | 0 | 0 | 0 | 0
|  | 4253 | 6 | 629 | 5 | 178 | 27 | 3 | 26 | 10.01 | 1.06 | 222 | 100490 | 7.176 | 0 | 127.7475 | 0.2 | 0 | 0 | 0 | 0 | 0 | 0 | 0 | 0 | 0 | 0 | 0 | 0 | 0 | 0 | 0 | 0 | 0 | 0
|  | 4254 | 6 | 630 | 6 | 178 | 27 | 3 | 26 | 10.82 | 1.25 | 221 | 100493 | 7.483 | 7.7173 | 116.797 | 0.2 | 40.6447 | 15.462 | 65.3218 | 15.462 | 15.462 | 15.462 | 15.462 | 15.462 | 43.6713 | 20.5119 | 61.1206 | 20.5119 | 20.5119 | 20.5119 | 20.5119 | 20.5119 | 29.1409 | 21.5714
|  | 4255 | 6 | 631 | 7 | 178 | 27 | 3 | 26 | 11.63 | 1.43 | 219 | 100497 | 7.799 | 16.9343 | 106.3172 | 0.2 | 126.0228 | 59.3899 | 287.0032 | 59.3899 | 59.3899 | 59.3899 | 59.3899 | 59.3899 | 168.8335 | 70.6556 | 282.6639 | 70.6556 | 74.6005 | 70.6556 | 70.6556 | 70.6556 | 141.2329 | 69.0212
|  | 4256 | 6 | 632 | 8 | 178 | 27 | 3 | 26 | 12.57 | 1.53 | 232 | 100490 | 7.689 | 26.6581 | 95.8018 | 0.2 | 64.9334 | 63.5211 | 77.4204 | 63.5211 | 63.5211 | 63.5211 | 63.5211 | 63.5211 | 105.2062 | 99.248 | 114.0359 | 99.248 | 103.2089 | 99.248 | 99.248 | 99.248 | 126.1262 | 119.1123
|  | 4257 | 6 | 633 | 9 | 178 | 27 | 3 | 26 | 13.51 | 1.63 | 244 | 100484 | 7.53 | 36.5647 | 84.543 | 0.2 | 116.8501 | 116.8501 | 216.5895 | 116.8501 | 126.3784 | 116.8501 | 116.8501 | 116.8501 | 213.7516 | 167.9408 | 291.0156 | 167.9408 | 227.2267 | 167.9408 | 167.9408 | 167.9408 | 267.07 | 192.7554
|  | 4258 | 6 | 634 | 10 | 178 | 27 | 3 | 26 | 14.46 | 1.72 | 256 | 100477 | 7.321 | 46.2569 | 71.4436 | 0.2 | 160.8452 | 160.8452 | 457.8203 | 160.8452 | 260.537 | 160.8452 | 160.8452 | 160.8452 | 347.4237 | 186.4693 | 627.9095 | 186.4693 | 488.4091 | 186.4693 | 207.9233 | 186.4693 | 515.4893 | 188.1736
|  | 4259 | 6 | 635 | 11 | 178 | 27 | 3 | 26 | 15.3 | 1.52 | 266 | 100444 | 7.045 | 55.1029 | 54.6703 | 0.2 | 176.2281 | 176.2281 | 451.8694 | 176.2281 | 371.6075 | 176.2281 | 176.2281 | 176.2281 | 392.8655 | 188.5207 | 725.9275 | 188.5207 | 669.1737 | 188.5207 | 336.1118 | 188.5207 | 667.4797 | 183.113
|  | 4260 | 6 | 636 | 12 | 178 | 27 | 3 | 26 | 16.15 | 1.31 | 276 | 100411 | 6.718 | 61.9175 | 31.5342 | 0.2 | 197.7951 | 197.7951 | 324.8662 | 197.7951 | 404.8784 | 197.7951 | 197.7951 | 197.7951 | 406.7001 | 231.1407 | 642.983 | 231.1407 | 699.5602 | 231.1407 | 463.2773 | 231.1407 | 695.5391 | 240.1773
|  | 4261 | 6 | 637 | 13 | 178 | 27 | 3 | 26 | 17 | 1.1 | 285 | 100379 | 6.33 | 64.7541 | 1.1932 | 0.2 | 202.86 | 202.86 | 207.7596 | 202.86 | 438.1042 | 202.86 | 202.86 | 202.86 | 419.4005 | 232.9045 | 589.2079 | 232.9045 | 752.0861 | 232.9045 | 582.2787 | 232.9045 | 739.1437 | 240.1543
|  | 4262 | 6 | 638 | 14 | 178 | 27 | 3 | 26 | 17.27 | 1.3 | 288 | 100375 | 6.366 | 62.2899 | -29.5098 | 0.2 | 211.1738 | 211.1738 | 211.1738 | 211.1738 | 363.0005 | 211.1738 | 297.1073 | 211.1738 | 401.8551 | 274.3452 | 448.4486 | 274.3452 | 616.5705 | 274.3452 | 569.977 | 274.3452 | 634.7859 | 302.6329
|  | 4263 | 6 | 639 | 15 | 178 | 27 | 3 | 26 | 17.54 | 1.49 | 291 | 100372 | 6.402 | 55.6957 | -53.2134 | 0.2 | 92.7941 | 92.7941 | 92.7941 | 92.7941 | 96.6485 | 92.7941 | 97.9489 | 92.7941 | 147.8464 | 143.9011 | 146.9269 | 143.9011 | 153.2974 | 143.9011 | 154.2169 | 143.9011 | 181 | 171.566
|  | 4264 | 6 | 640 | 16 | 178 | 27 | 3 | 26 | 17.81 | 1.68 | 294 | 100369 | 6.436 | 46.9498 | -70.3586 | 0.2 | 64.2748 | 64.2748 | 64.2748 | 64.2748 | 65.0517 | 64.2748 | 66.4515 | 64.2748 | 101.8174 | 100.6173 | 100.8275 | 100.6173 | 102.9161 | 100.6173 | 103.9059 | 100.6173 | 123 | 120.5259
|  | 4265 | 6 | 641 | 17 | 178 | 27 | 3 | 26 | 17.52 | 1.8 | 292 | 100362 | 6.627 | 37.2941 | -83.655 | 0.2 | 152.5026 | 152.5026 | 152.5026 | 152.5026 | 189.8235 | 152.5026 | 488.1352 | 152.5026 | 340.5881 | 185.1073 | 185.1073 | 185.1073 | 393.3677 | 185.1073 | 604.306 | 185.1073 | 448.9385 | 191.7345
|  | 4266 | 6 | 642 | 18 | 178 | 27 | 3 | 26 | 17.24 | 1.92 | 289 | 100356 | 6.814 | 27.3881 | -95.0057 | 0.2 | 129.8428 | 112.118 | 112.118 | 112.118 | 112.118 | 112.118 | 314.4809 | 112.118 | 239.1245 | 152.1731 | 152.1731 | 152.1731 | 214.0578 | 152.1731 | 369.6833 | 152.1731 | 273.705 | 168.462
|  | 4267 | 6 | 643 | 19 | 178 | 27 | 3 | 26 | 16.95 | 2.04 | 287 | 100349 | 6.987 | 17.6394 | -105.5485 | 0.2 | 164.0619 | 85.3231 | 85.3231 | 85.3231 | 85.3231 | 85.3231 | 368.3153 | 85.3231 | 230.4666 | 108.7441 | 108.7441 | 108.7441 | 119.1131 | 108.7441 | 374.8956 | 108.7441 | 207.4082 | 114.0054
|  | 4268 | 6 | 644 | 20 | 178 | 27 | 3 | 26 | 16.1 | 1.91 | 273 | 100375 | 6.898 | 8.3741 | -116.0118 | 0.2 | 53.0442 | 29.3221 | 29.3221 | 29.3221 | 29.3221 | 29.3221 | 77.9341 | 29.3221 | 66.4424 | 44.0381 | 44.0381 | 44.0381 | 44.0381 | 44.0381 | 84.0423 | 44.0381 | 59.5 | 51.5376
|  | 4269 | 6 | 645 | 21 | 178 | 27 | 3 | 26 | 15.26 | 1.78 | 260 | 100402 | 6.801 | 0 | -126.9133 | 0.2 | 1.0188 | 1.0188 | 1.0188 | 1.0188 | 1.0188 | 1.0188 | 1.0188 | 1.0188 | 1.6376 | 1.6376 | 1.6376 | 1.6376 | 1.6376 | 1.6376 | 1.6376 | 1.6376 | 2 | 2
|  | 4270 | 6 | 646 | 22 | 178 | 27 | 3 | 26 | 14.41 | 1.66 | 246 | 100428 | 6.688 | 0 | -138.6292 | 0.2 | 0 | 0 | 0 | 0 | 0 | 0 | 0 | 0 | 0 | 0 | 0 | 0 | 0 | 0 | 0 | 0 | 0 | 0
|  | 4271 | 6 | 647 | 23 | 178 | 27 | 3 | 26 | 14.23 | 1.85 | 239 | 100415 | 6.851 | 0 | -151.3715 | 0.2 | 0 | 0 | 0 | 0 | 0 | 0 | 0 | 0 | 0 | 0 | 0 | 0 | 0 | 0 | 0 | 0 | 0 | 0
|  | 4272 | 6 | 648 | 24 | 178 | 27 | 3 | 26 | 14.05 | 2.04 | 232 | 100402 | 7.01 | 0 | -165.1024 | 0.2 | 0 | 0 | 0 | 0 | 0 | 0 | 0 | 0 | 0 | 0 | 0 | 0 | 0 | 0 | 0 | 0 | 0 | 0
|  | 4273 | 6 | 649 | 1 | 179 | 28 | 4 | 26 | 13.87 | 2.23 | 225 | 100389 | 7.163 | 0 | -179.4141 | 0.2 | 0 | 0 | 0 | 0 | 0 | 0 | 0 | 0 | 0 | 0 | 0 | 0 | 0 | 0 | 0 | 0 | 0 | 0
|  | 4274 | 6 | 650 | 2 | 179 | 28 | 4 | 26 | 13.56 | 2.8 | 223 | 100349 | 7.592 | 0 | 166.1904 | 0.2 | 0 | 0 | 0 | 0 | 0 | 0 | 0 | 0 | 0 | 0 | 0 | 0 | 0 | 0 | 0 | 0 | 0 | 0
|  | 4275 | 6 | 651 | 3 | 179 | 28 | 4 | 26 | 13.25 | 3.36 | 221 | 100310 | 8.003 | 0 | 152.3872 | 0.2 | 0 | 0 | 0 | 0 | 0 | 0 | 0 | 0 | 0 | 0 | 0 | 0 | 0 | 0 | 0 | 0 | 0 | 0
|  | 4276 | 6 | 652 | 4 | 179 | 28 | 4 | 26 | 12.93 | 3.92 | 219 | 100271 | 8.388 | 0 | 139.558 | 0.2 | 0 | 0 | 0 | 0 | 0 | 0 | 0 | 0 | 0 | 0 | 0 | 0 | 0 | 0 | 0 | 0 | 0 | 0
|  | 4277 | 6 | 653 | 5 | 179 | 28 | 4 | 26 | 13.03 | 4.27 | 215 | 100238 | 8.689 | 0 | 127.7637 | 0.2 | 0 | 0 | 0 | 0 | 0 | 0 | 0 | 0 | 0 | 0 | 0 | 0 | 0 | 0 | 0 | 0 | 0 | 0
|  | 4278 | 6 | 654 | 6 | 179 | 28 | 4 | 26 | 13.13 | 4.63 | 211 | 100205 | 8.995 | 7.6555 | 116.8077 | 0.2 | 96.7381 | 20.5956 | 171.282 | 20.5956 | 20.5956 | 20.5956 | 20.5956 | 20.5956 | 92.198 | 22.3104 | 144.9085 | 22.3104 | 22.3104 | 22.3104 | 22.3104 | 22.3104 | 41.6369 | 18.9435
|  | 4279 | 6 | 655 | 7 | 179 | 28 | 4 | 26 | 13.23 | 4.98 | 208 | 100172 | 9.304 | 16.872 | 106.324 | 0.2 | 8.2387 | 8.2387 | 8.2387 | 8.2387 | 8.2387 | 8.2387 | 8.2387 | 8.2387 | 13.1629 | 13.1629 | 13.1629 | 13.1629 | 13.1629 | 13.1629 | 13.1629 | 13.1629 | 16 | 16
|  | 4280 | 6 | 656 | 8 | 179 | 28 | 4 | 26 | 13.41 | 4.71 | 211 | 100179 | 9.431 | 26.5956 | 95.8066 | 0.2 | 32.4372 | 32.4372 | 32.4372 | 32.4372 | 32.4372 | 32.4372 | 32.4372 | 32.4372 | 51.3684 | 51.3684 | 51.3684 | 51.3684 | 51.3684 | 51.3684 | 51.3684 | 51.3684 | 62 | 62
|  | 4281 | 6 | 657 | 9 | 179 | 28 | 4 | 26 | 13.6 | 4.45 | 215 | 100185 | 9.568 | 36.5022 | 84.5483 | 0.2 | 45.8844 | 45.8844 | 45.8844 | 45.8844 | 45.8844 | 45.8844 | 45.8844 | 45.8844 | 72.3415 | 72.3415 | 72.3415 | 72.3415 | 72.3415 | 72.3415 | 72.3415 | 72.3415 | 87 | 87
|  | 4282 | 6 | 658 | 10 | 179 | 28 | 4 | 26 | 13.79 | 4.18 | 218 | 100192 | 9.705 | 46.1946 | 71.4541 | 0.2 | 52.7663 | 52.7663 | 53.3205 | 52.7663 | 52.9522 | 52.7663 | 52.7663 | 52.7663 | 83.164 | 82.8645 | 83.6874 | 82.8645 | 83.427 | 82.8645 | 82.9036 | 82.8645 | 100 | 99.3906
|  | 4283 | 6 | 659 | 11 | 179 | 28 | 4 | 26 | 14.04 | 3.88 | 227 | 100205 | 9.765 | 55.042 | 54.6963 | 0.2 | 82.2003 | 82.2003 | 85.8539 | 82.2003 | 84.7875 | 82.2003 | 82.2003 | 82.2003 | 130.5352 | 127.8367 | 134.9481 | 127.8367 | 134.1941 | 127.8367 | 129.7812 | 127.8367 | 159 | 152.5965
|  | 4284 | 6 | 660 | 12 | 179 | 28 | 4 | 26 | 14.3 | 3.58 | 235 | 100218 | 9.83 | 61.8619 | 31.5958 | 0.2 | 51.4088 | 51.4088 | 51.6907 | 51.4088 | 51.8671 | 51.4088 | 51.4088 | 51.4088 | 80.718 | 80.3306 | 81.2413 | 80.3306 | 81.3661 | 80.3306 | 80.8427 | 80.3306 | 97 | 95.9939
|  | 4285 | 6 | 661 | 13 | 179 | 28 | 4 | 26 | 14.56 | 3.28 | 243 | 100231 | 9.895 | 64.7128 | 1.3037 | 0.2 | 77.5335 | 77.5335 | 77.594 | 77.5335 | 80.1918 | 77.5335 | 77.5335 | 77.5335 | 122.4387 | 120.3386 | 124.3611 | 120.3386 | 126.198 | 120.3386 | 124.2756 | 120.3386 | 149 | 143.3718
|  | 4286 | 6 | 662 | 14 | 179 | 28 | 4 | 26 | 15.08 | 3.5 | 253 | 100261 | 10.094 | 62.2689 | -29.3828 | 0.2 | 126.164 | 126.164 | 126.164 | 126.164 | 136.3623 | 126.164 | 131.9064 | 126.164 | 202.1728 | 193.6415 | 205.3236 | 193.6415 | 216.5954 | 193.6415 | 213.4446 | 193.6415 | 252 | 229.7366
|  | 4287 | 6 | 663 | 15 | 179 | 28 | 4 | 26 | 15.59 | 3.71 | 263 | 100290 | 10.288 | 55.6901 | -53.1026 | 0.2 | 190.7537 | 190.7537 | 190.7537 | 190.7537 | 274.8579 | 190.7537 | 302.7807 | 190.7537 | 345.7528 | 260.069 | 326.0084 | 260.069 | 464.694 | 260.069 | 484.4384 | 260.069 | 496.8077 | 291.5283
|  | 4288 | 6 | 664 | 16 | 179 | 28 | 4 | 26 | 16.11 | 3.93 | 273 | 100320 | 10.488 | 46.9524 | -70.2668 | 0.2 | 157.3987 | 157.3987 | 157.3987 | 157.3987 | 177.9822 | 157.3987 | 214.7814 | 157.3987 | 268.5497 | 236.9545 | 242.5287 | 236.9545 | 297.6591 | 236.9545 | 323.6801 | 236.9545 | 345.1747 | 279.9089
|  | 4289 | 6 | 665 | 17 | 179 | 28 | 4 | 26 | 15.91 | 3.56 | 279 | 100356 | 10.244 | 37.3 | -83.5766 | 0.2 | 98.9532 | 98.9532 | 98.9532 | 98.9532 | 101.3121 | 98.9532 | 119.9063 | 98.9532 | 162.8863 | 153.1962 | 153.1962 | 153.1962 | 166.2223 | 153.1962 | 179.3704 | 153.1962 | 199 | 182.9372
|  | 4290 | 6 | 666 | 18 | 179 | 28 | 4 | 26 | 15.72 | 3.2 | 286 | 100392 | 10.011 | 27.3942 | -94.9355 | 0.2 | 123.6571 | 108.744 | 108.744 | 108.744 | 108.744 | 108.744 | 281.4421 | 108.744 | 222.9893 | 148.9254 | 148.9254 | 148.9254 | 201.8989 | 148.9254 | 334.5601 | 148.9254 | 255.0191 | 165.1901
|  | 4291 | 6 | 667 | 19 | 179 | 28 | 4 | 26 | 15.52 | 2.83 | 293 | 100428 | 9.775 | 17.6434 | -105.4829 | 0.2 | 154.8056 | 82.1912 | 82.1912 | 82.1912 | 82.1912 | 82.1912 | 344.3344 | 82.1912 | 219.4145 | 106.893 | 106.893 | 106.893 | 116.7222 | 106.893 | 353.4316 | 106.893 | 200.6909 | 114.1759
|  | 4292 | 6 | 668 | 20 | 179 | 28 | 4 | 26 | 14.75 | 2.67 | 287 | 100490 | 9.492 | 8.3741 | -115.9485 | 0.2 | 57.0869 | 30.5807 | 30.5807 | 30.5807 | 30.5807 | 30.5807 | 85.0508 | 30.5807 | 70.8746 | 45.8264 | 45.8264 | 45.8264 | 45.8264 | 45.8264 | 90.648 | 45.8264 | 62.5001 | 53.5828
|  | 4293 | 6 | 669 | 21 | 179 | 28 | 4 | 26 | 13.99 | 2.51 | 281 | 100552 | 9.214 | 0 | -126.8509 | 0.2 | 0.50743 | 0.50743 | 0.50743 | 0.50743 | 0.50743 | 0.50743 | 0.50743 | 0.50743 | 0.81738 | 0.81738 | 0.81738 | 0.81738 | 0.81738 | 0.81738 | 0.81738 | 0.81738 | 1 | 1
|  | 4294 | 6 | 670 | 22 | 179 | 28 | 4 | 26 | 13.22 | 2.36 | 275 | 100615 | 8.934 | 0 | -138.5674 | 0.2 | 0 | 0 | 0 | 0 | 0 | 0 | 0 | 0 | 0 | 0 | 0 | 0 | 0 | 0 | 0 | 0 | 0 | 0
|  | 4295 | 6 | 671 | 23 | 179 | 28 | 4 | 26 | 13.21 | 2.1 | 275 | 100634 | 8.964 | 0 | -151.3111 | 0.2 | 0 | 0 | 0 | 0 | 0 | 0 | 0 | 0 | 0 | 0 | 0 | 0 | 0 | 0 | 0 | 0 | 0 | 0
|  | 4296 | 6 | 672 | 24 | 179 | 28 | 4 | 26 | 13.2 | 1.84 | 275 | 100654 | 8.995 | 0 | -165.0455 | 0.2 | 0 | 0 | 0 | 0 | 0 | 0 | 0 | 0 | 0 | 0 | 0 | 0 | 0 | 0 | 0 | 0 | 0 | 0
|  | 4297 | 6 | 673 | 1 | 180 | 29 | 5 | 26 | 13.19 | 1.59 | 274 | 100674 | 9.025 | 0 | -179.3644 | 0.2 | 0 | 0 | 0 | 0 | 0 | 0 | 0 | 0 | 0 | 0 | 0 | 0 | 0 | 0 | 0 | 0 | 0 | 0
|  | 4298 | 6 | 674 | 2 | 180 | 29 | 5 | 26 | 12.9 | 1.58 | 298 | 100683 | 8.804 | 0 | 166.2303 | 0.2 | 0 | 0 | 0 | 0 | 0 | 0 | 0 | 0 | 0 | 0 | 0 | 0 | 0 | 0 | 0 | 0 | 0 | 0
|  | 4299 | 6 | 675 | 3 | 180 | 29 | 5 | 26 | 12.61 | 1.57 | 322 | 100693 | 8.589 | 0 | 152.4165 | 0.2 | 0 | 0 | 0 | 0 | 0 | 0 | 0 | 0 | 0 | 0 | 0 | 0 | 0 | 0 | 0 | 0 | 0 | 0
|  | 4300 | 6 | 676 | 4 | 180 | 29 | 5 | 26 | 12.31 | 1.56 | 345 | 100703 | 8.372 | 0 | 139.5776 | 0.2 | 0 | 0 | 0 | 0 | 0 | 0 | 0 | 0 | 0 | 0 | 0 | 0 | 0 | 0 | 0 | 0 | 0 | 0
|  | 4301 | 6 | 677 | 5 | 180 | 29 | 5 | 26 | 12.76 | 1.35 | 359 | 100719 | 8.583 | 0 | 127.7753 | 0.2 | 0 | 0 | 0 | 0 | 0 | 0 | 0 | 0 | 0 | 0 | 0 | 0 | 0 | 0 | 0 | 0 | 0 | 0
|  | 4302 | 6 | 678 | 6 | 180 | 29 | 5 | 26 | 13.21 | 1.14 | 13 | 100736 | 8.799 | 7.5891 | 116.8132 | 0.2 | 2.0397 | 2.0397 | 2.0397 | 2.0397 | 2.0397 | 2.0397 | 2.0397 | 2.0397 | 3.2766 | 3.2766 | 3.2766 | 3.2766 | 3.2766 | 3.2766 | 3.2766 | 3.2766 | 4 | 4
|  | 4303 | 6 | 679 | 7 | 180 | 29 | 5 | 26 | 13.66 | 0.94 | 27 | 100752 | 9.018 | 16.8053 | 106.3252 | 0.2 | 52.3791 | 41.9153 | 77.6404 | 41.9153 | 41.9153 | 41.9153 | 41.9153 | 41.9153 | 78.2825 | 62.9335 | 96.1449 | 62.9335 | 63.4845 | 62.9335 | 62.9335 | 62.9335 | 84.863 | 73.6201
|  | 4304 | 6 | 680 | 8 | 180 | 29 | 5 | 26 | 14.48 | 1.03 | 6 | 100752 | 8.675 | 26.5289 | 95.8053 | 0.2 | 137.4614 | 98.8066 | 479.0087 | 98.8066 | 98.8066 | 98.8066 | 98.8066 | 98.8066 | 272.765 | 110.5304 | 514.2755 | 110.5304 | 218.0989 | 110.5304 | 110.5304 | 110.5304 | 296.685 | 105.9054
|  | 4305 | 6 | 681 | 9 | 180 | 29 | 5 | 26 | 15.31 | 1.11 | 346 | 100752 | 8.271 | 36.4355 | 84.5467 | 0.2 | 112.7706 | 112.7706 | 768.1981 | 112.7706 | 175.3417 | 112.7706 | 112.7706 | 112.7706 | 388.3518 | 88.9074 | 896.0535 | 88.9074 | 476.8407 | 88.9074 | 88.9074 | 88.9074 | 549.9412 | 63.8916
|  | 4306 | 6 | 682 | 10 | 180 | 29 | 5 | 26 | 16.14 | 1.2 | 325 | 100752 | 7.795 | 46.128 | 71.4568 | 0.2 | 124.9561 | 124.9561 | 718.6393 | 124.9561 | 324.0971 | 124.9561 | 124.9561 | 124.9561 | 406.0412 | 86.2839 | 966.6526 | 86.2839 | 687.6691 | 86.2839 | 127.0577 | 86.2839 | 705.6579 | 54.3119
|  | 4307 | 6 | 683 | 11 | 180 | 29 | 5 | 26 | 17.05 | 1.23 | 319 | 100719 | 7.668 | 54.9761 | 54.7139 | 0.2 | 141.8826 | 141.8826 | 565.703 | 141.8826 | 441.8098 | 141.8826 | 141.8826 | 141.8826 | 407.7687 | 95.9882 | 919.5356 | 95.9882 | 831.9299 | 95.9882 | 320.163 | 95.9882 | 798.3098 | 57.4583
|  | 4308 | 6 | 684 | 12 | 180 | 29 | 5 | 26 | 17.96 | 1.26 | 313 | 100687 | 7.496 | 61.8003 | 31.6499 | 0.2 | 178.8576 | 178.8576 | 355.6244 | 178.8576 | 465.6277 | 178.8576 | 178.8576 | 178.8576 | 416.0449 | 174.5648 | 743.8151 | 174.5648 | 821.5992 | 174.5648 | 493.829 | 174.5648 | 789.8988 | 161.6241
|  | 4309 | 6 | 685 | 13 | 180 | 29 | 5 | 26 | 18.88 | 1.28 | 307 | 100654 | 7.276 | 64.6646 | 1.4115 | 0.2 | 200.7767 | 200.7767 | 202.0846 | 200.7767 | 253.857 | 200.7767 | 200.7767 | 200.7767 | 338.2203 | 296.4537 | 376.6786 | 296.4537 | 413.2873 | 296.4537 | 374.8289 | 296.4537 | 459.1509 | 347.0036
|  | 4310 | 6 | 686 | 14 | 180 | 29 | 5 | 26 | 19.2 | 1.62 | 311 | 100631 | 7.435 | 62.2411 | -29.2526 | 0.2 | 203.1459 | 203.1459 | 203.1459 | 203.1459 | 389.6115 | 203.1459 | 307.5826 | 203.1459 | 400.1127 | 244.8335 | 458.1158 | 244.8335 | 663.8149 | 244.8335 | 605.8117 | 244.8335 | 663.3965 | 257.333
|  | 4311 | 6 | 687 | 15 | 180 | 29 | 5 | 26 | 19.53 | 1.96 | 315 | 100608 | 7.602 | 55.6784 | -52.9862 | 0.2 | 146.6907 | 146.6907 | 146.6907 | 146.6907 | 461.6217 | 146.6907 | 564.409 | 146.6907 | 418.8556 | 99.7142 | 346.174 | 99.7142 | 864.2353 | 99.7142 | 936.9169 | 99.7142 | 826.7301 | 60.465
|  | 4312 | 6 | 688 | 16 | 180 | 29 | 5 | 26 | 19.85 | 2.3 | 318 | 100585 | 7.767 | 46.9494 | -70.1692 | 0.2 | 170.7337 | 170.7337 | 170.7337 | 170.7337 | 307.7968 | 170.7337 | 550.8005 | 170.7337 | 397.3492 | 188.4452 | 225.5196 | 188.4452 | 591.1856 | 188.4452 | 763.0153 | 188.4452 | 619.2334 | 186.7355
|  | 4313 | 6 | 689 | 17 | 180 | 29 | 5 | 26 | 19.52 | 1.97 | 327 | 100562 | 7.997 | 37.3005 | -83.4928 | 0.2 | 150.229 | 150.229 | 150.229 | 150.229 | 181.1731 | 150.229 | 421.5177 | 150.229 | 320.2279 | 195.0233 | 195.0233 | 195.0233 | 363.9894 | 195.0233 | 533.9387 | 195.0233 | 420.4304 | 212.4203
|  | 4314 | 6 | 690 | 18 | 180 | 29 | 5 | 26 | 19.18 | 1.63 | 336 | 100539 | 8.211 | 27.3948 | -94.8604 | 0.2 | 142.492 | 119.0977 | 119.0977 | 119.0977 | 119.0977 | 119.0977 | 394.2163 | 119.0977 | 269.8132 | 152.0903 | 152.0903 | 152.0903 | 236.7286 | 152.0903 | 447.8092 | 152.0903 | 304.0287 | 160.9377
|  | 4315 | 6 | 691 | 19 | 180 | 29 | 5 | 26 | 18.85 | 1.3 | 344 | 100516 | 8.416 | 17.6419 | -105.4129 | 0.2 | 119.1614 | 74.1668 | 74.1668 | 74.1668 | 74.1668 | 74.1668 | 237.3747 | 74.1668 | 172.871 | 102.9842 | 102.9842 | 102.9842 | 109.2391 | 102.9842 | 256.4605 | 102.9842 | 168.9144 | 115.0741
|  | 4316 | 6 | 692 | 20 | 180 | 29 | 5 | 26 | 18.2 | 1.26 | 6 | 100513 | 8.762 | 8.3684 | -115.8813 | 0.2 | 45.456 | 27.5281 | 27.5281 | 27.5281 | 27.5281 | 27.5281 | 64.4799 | 27.5281 | 58.5012 | 41.552 | 41.552 | 41.552 | 41.552 | 41.552 | 71.9531 | 41.552 | 54.751 | 48.7092
|  | 4317 | 6 | 693 | 21 | 180 | 29 | 5 | 26 | 17.54 | 1.21 | 29 | 100510 | 9.058 | 0 | -126.7852 | 0.2 | 1.5342 | 1.5342 | 1.5342 | 1.5342 | 1.5342 | 1.5342 | 1.5342 | 1.5342 | 2.4606 | 2.4606 | 2.4606 | 2.4606 | 2.4606 | 2.4606 | 2.4606 | 2.4606 | 3 | 3
|  | 4318 | 6 | 694 | 22 | 180 | 29 | 5 | 26 | 16.89 | 1.17 | 51 | 100507 | 9.321 | 0 | -138.503 | 0.2 | 0 | 0 | 0 | 0 | 0 | 0 | 0 | 0 | 0 | 0 | 0 | 0 | 0 | 0 | 0 | 0 | 0 | 0
|  | 4319 | 6 | 695 | 23 | 180 | 29 | 5 | 26 | 16.11 | 1.04 | 82 | 100484 | 9.23 | 0 | -151.2491 | 0.2 | 0 | 0 | 0 | 0 | 0 | 0 | 0 | 0 | 0 | 0 | 0 | 0 | 0 | 0 | 0 | 0 | 0 | 0
|  | 4320 | 6 | 696 | 24 | 180 | 29 | 5 | 26 | 15.32 | 0.91 | 113 | 100461 | 9.116 | 0 | -164.9881 | 0.2 | 0 | 0 | 0 | 0 | 0 | 0 | 0 | 0 | 0 | 0 | 0 | 0 | 0 | 0 | 0 | 0 | 0 | 0
|  | 4321 | 6 | 697 | 1 | 181 | 30 | 6 | 26 | 14.54 | 0.77 | 144 | 100438 | 8.995 | 0 | -179.3156 | 0.2 | 0 | 0 | 0 | 0 | 0 | 0 | 0 | 0 | 0 | 0 | 0 | 0 | 0 | 0 | 0 | 0 | 0 | 0
|  | 4322 | 6 | 698 | 2 | 181 | 30 | 6 | 26 | 13.77 | 0.86 | 145 | 100398 | 8.74 | 0 | 166.2679 | 0.2 | 0 | 0 | 0 | 0 | 0 | 0 | 0 | 0 | 0 | 0 | 0 | 0 | 0 | 0 | 0 | 0 | 0 | 0
|  | 4323 | 6 | 699 | 3 | 181 | 30 | 6 | 26 | 13 | 0.94 | 146 | 100359 | 8.486 | 0 | 152.4424 | 0.2 | 0 | 0 | 0 | 0 | 0 | 0 | 0 | 0 | 0 | 0 | 0 | 0 | 0 | 0 | 0 | 0 | 0 | 0
|  | 4324 | 6 | 700 | 4 | 181 | 30 | 6 | 26 | 12.23 | 1.02 | 147 | 100320 | 8.233 | 0 | 139.5931 | 0.2 | 0 | 0 | 0 | 0 | 0 | 0 | 0 | 0 | 0 | 0 | 0 | 0 | 0 | 0 | 0 | 0 | 0 | 0
|  | 4325 | 6 | 701 | 5 | 181 | 30 | 6 | 26 | 13.38 | 0.82 | 139 | 100316 | 8.741 | 0 | 127.7822 | 0.2 | 0 | 0 | 0 | 0 | 0 | 0 | 0 | 0 | 0 | 0 | 0 | 0 | 0 | 0 | 0 | 0 | 0 | 0
|  | 4326 | 6 | 702 | 6 | 181 | 30 | 6 | 26 | 14.53 | 0.62 | 131 | 100313 | 9.27 | 7.518 | 116.8136 | 0.2 | 126.1147 | 23.867 | 226.1639 | 23.867 | 23.867 | 23.867 | 23.867 | 23.867 | 118.4889 | 25.0364 | 189.2344 | 25.0364 | 25.0364 | 25.0364 | 25.0364 | 25.0364 | 50.4099 | 20.4959
|  | 4327 | 6 | 703 | 7 | 181 | 30 | 6 | 26 | 15.68 | 0.41 | 123 | 100310 | 9.823 | 16.7344 | 106.3208 | 0.2 | 218.7674 | 59.5249 | 603.3599 | 59.5249 | 59.5249 | 59.5249 | 59.5249 | 59.5249 | 288.5542 | 55.476 | 560.5022 | 55.476 | 63.3513 | 55.476 | 55.476 | 55.476 | 214.9587 | 44.5789
|  | 4328 | 6 | 704 | 8 | 181 | 30 | 6 | 26 | 17.54 | 0.34 | 107 | 100287 | 9.619 | 26.4582 | 95.7977 | 0.2 | 154.3169 | 88.5226 | 736.5154 | 88.5226 | 88.5226 | 88.5226 | 88.5226 | 88.5226 | 352.3293 | 76.6007 | 764.0058 | 76.6007 | 259.2821 | 76.6007 | 76.6007 | 76.6007 | 383.9651 | 59.8203
|  | 4329 | 6 | 705 | 9 | 181 | 30 | 6 | 26 | 19.41 | 0.28 | 92 | 100264 | 9.198 | 36.3648 | 84.5383 | 0.2 | 105.8211 | 105.8211 | 789.266 | 105.8211 | 171.1688 | 105.8211 | 105.8211 | 105.8211 | 391.0863 | 79.8335 | 920.5626 | 79.8335 | 483.5019 | 79.8335 | 79.8335 | 79.8335 | 562.1053 | 56.5797
|  | 4330 | 6 | 706 | 10 | 181 | 30 | 6 | 26 | 21.28 | 0.21 | 76 | 100241 | 8.506 | 46.057 | 71.4519 | 0.2 | 128.9855 | 128.9855 | 528.0038 | 128.9855 | 262.8677 | 128.9855 | 128.9855 | 128.9855 | 332.5339 | 118.4076 | 709.3515 | 118.4076 | 521.872 | 118.4076 | 145.0544 | 118.4076 | 535.4641 | 98.7615
|  | 4331 | 6 | 707 | 11 | 181 | 30 | 6 | 26 | 22.16 | 0.37 | 23 | 100202 | 8.615 | 54.9052 | 54.7231 | 0.2 | 143.5558 | 143.5558 | 452.1856 | 143.5558 | 361.8908 | 143.5558 | 143.5558 | 143.5558 | 351.2294 | 125.1807 | 723.8498 | 125.1807 | 660.0018 | 125.1807 | 287.3814 | 125.1807 | 638.2319 | 100.2157
|  | 4332 | 6 | 708 | 12 | 181 | 30 | 6 | 26 | 23.04 | 0.53 | 330 | 100162 | 8.709 | 61.7328 | 31.6965 | 0.2 | 145.2536 | 145.2536 | 316.9538 | 145.2536 | 423.298 | 145.2536 | 145.2536 | 145.2536 | 351.3769 | 118.2456 | 669.3944 | 118.2456 | 744.5911 | 118.2456 | 426.5736 | 118.2456 | 696.5147 | 88.7729
|  | 4333 | 6 | 709 | 13 | 181 | 30 | 6 | 26 | 23.93 | 0.69 | 278 | 100123 | 8.786 | 64.6096 | 1.5164 | 0.2 | 149.3179 | 149.3179 | 156.4834 | 149.3179 | 419.9957 | 149.3179 | 149.3179 | 149.3179 | 351.2789 | 139.2781 | 547.7438 | 139.2781 | 734.0751 | 139.2781 | 537.6102 | 139.2781 | 695.498 | 125.0057
|  | 4334 | 6 | 710 | 14 | 181 | 30 | 6 | 26 | 24.29 | 0.7 | 293 | 100084 | 9.037 | 62.2065 | -29.1195 | 0.2 | 151.3295 | 151.3295 | 151.3295 | 151.3295 | 409.1417 | 151.3295 | 294.9406 | 151.3295 | 357.1548 | 143.5576 | 437.9071 | 143.5576 | 721.7562 | 143.5576 | 641.0039 | 143.5576 | 690.162 | 130.2779
|  | 4335 | 6 | 711 | 15 | 181 | 30 | 6 | 26 | 24.65 | 0.72 | 307 | 100044 | 9.296 | 55.6604 | -52.8643 | 0.2 | 142.0149 | 142.0149 | 142.0149 | 142.0149 | 369.5098 | 142.0149 | 442.4282 | 142.0149 | 350.5077 | 121.3349 | 298.9466 | 121.3349 | 672.234 | 121.3349 | 723.7951 | 121.3349 | 647.0259 | 95.4317
|  | 4336 | 6 | 712 | 16 | 181 | 30 | 6 | 26 | 25.01 | 0.73 | 322 | 100005 | 9.559 | 46.9406 | -70.066 | 0.2 | 140.3552 | 140.3552 | 140.3552 | 140.3552 | 292.396 | 140.3552 | 559.5851 | 140.3552 | 359.7035 | 129.7618 | 170.7724 | 129.7618 | 574.7218 | 129.7618 | 763.6529 | 129.7618 | 586.8775 | 109.6499
|  | 4337 | 6 | 713 | 17 | 181 | 30 | 6 | 26 | 24.57 | 0.76 | 331 | 99989 | 10.189 | 37.2954 | -83.4037 | 0.2 | 126.0935 | 126.0935 | 126.0935 | 126.0935 | 179.5593 | 126.0935 | 588.4455 | 126.0935 | 339.5457 | 126.6781 | 126.6781 | 126.6781 | 415.1579 | 126.6781 | 704.2841 | 126.6781 | 468.3376 | 113.8314
|  | 4338 | 6 | 714 | 18 | 181 | 30 | 6 | 26 | 20.56 | 0.07 | 340 | 99972 | 10.043 | 27.39 | -94.7805 | 0.2 | 141.1329 | 105.7097 | 105.7097 | 105.7097 | 105.7097 | 105.7097 | 529.2788 | 105.7097 | 297.7647 | 116.9907 | 116.9907 | 116.9907 | 247.6687 | 116.9907 | 572.2252 | 116.9907 | 332.2386 | 112.0089
|  | 4339 | 6 | 715 | 19 | 181 | 30 | 6 | 26 | 20.38 | 0.29 | 350 | 99956 | 10.189 | 17.6347 | -105.3388 | 0.2 | 171.8887 | 82.2929 | 82.2929 | 82.2929 | 82.2929 | 82.2929 | 408.9318 | 82.2929 | 238.2568 | 98.7694 | 98.7694 | 98.7694 | 111.5493 | 98.7694 | 405.8716 | 98.7694 | 205.8843 | 98.2151
|  | 4340 | 6 | 716 | 20 | 181 | 30 | 6 | 26 | 20.21 | 0.51 | 3 | 99969 | 10.333 | 8.3569 | -115.8105 | 0.2 | 154.93 | 43.6532 | 43.6532 | 43.6532 | 43.6532 | 43.6532 | 273.7332 | 43.6532 | 159.966 | 54.7339 | 54.7339 | 54.7339 | 54.7339 | 54.7339 | 243.9725 | 54.7339 | 92.9794 | 55.4356
|  | 4341 | 6 | 717 | 21 | 181 | 30 | 6 | 26 | 20.03 | 0.73 | 17 | 99982 | 10.465 | 0 | -126.7164 | 0.2 | 36.1003 | 6.467 | 6.467 | 6.467 | 6.467 | 6.467 | 46.1993 | 6.467 | 28.9556 | 8.0733 | 8.0733 | 8.0733 | 8.0733 | 8.0733 | 36.0968 | 8.0733 | 7.7216 | 7.7216
|  | 4342 | 6 | 718 | 22 | 181 | 30 | 6 | 26 | 19.85 | 0.95 | 31 | 99995 | 10.594 | 0 | -138.4362 | 0.2 | 0 | 0 | 0 | 0 | 0 | 0 | 0 | 0 | 0 | 0 | 0 | 0 | 0 | 0 | 0 | 0 | 0 | 0
|  | 4343 | 6 | 719 | 23 | 181 | 30 | 6 | 26 | 19.67 | 1.17 | 87 | 99982 | 10.721 | 0 | -151.1855 | 0.2 | 0 | 0 | 0 | 0 | 0 | 0 | 0 | 0 | 0 | 0 | 0 | 0 | 0 | 0 | 0 | 0 | 0 | 0
|  | 4344 | 6 | 720 | 24 | 181 | 30 | 6 | 26 | 19.5 | 1.39 | 143 | 99969 | 10.851 | 0 | -164.9304 | 0.2 | 0 | 0 | 0 | 0 | 0 | 0 | 0 | 0 | 0 | 0 | 0 | 0 | 0 | 0 | 0 | 0 | 0 | 0
|  | 4345 | 7 | 1 | 1 | 182 | 1 | 7 | 26 | 19.32 | 1.61 | 198 | 99956 | 10.971 | 0 | -179.2678 | 0.2 | 0 | 0 | 0 | 0 | 0 | 0 | 0 | 0 | 0 | 0 | 0 | 0 | 0 | 0 | 0 | 0 | 0 | 0
|  | 4346 | 7 | 2 | 2 | 182 | 1 | 7 | 26 | 19.14 | 1.83 | 138 | 99641 | 11.118 | 0 | 166.3032 | 0.2 | 0 | 0 | 0 | 0 | 0 | 0 | 0 | 0 | 0 | 0 | 0 | 0 | 0 | 0 | 0 | 0 | 0 | 0
|  | 4347 | 7 | 3 | 3 | 182 | 1 | 7 | 26 | 18.97 | 2.05 | 148 | 99582 | 11.242 | 0 | 152.465 | 0.2 | 0 | 0 | 0 | 0 | 0 | 0 | 0 | 0 | 0 | 0 | 0 | 0 | 0 | 0 | 0 | 0 | 0 | 0
|  | 4348 | 7 | 4 | 4 | 182 | 1 | 7 | 26 | 18.79 | 2.27 | 159 | 99523 | 11.355 | 0 | 139.6044 | 0.2 | 0 | 0 | 0 | 0 | 0 | 0 | 0 | 0 | 0 | 0 | 0 | 0 | 0 | 0 | 0 | 0 | 0 | 0
|  | 4349 | 7 | 5 | 5 | 182 | 1 | 7 | 26 | 18.61 | 2.49 | 168 | 99497 | 11.46 | 0 | 127.7844 | 0.2 | 0 | 0 | 0 | 0 | 0 | 0 | 0 | 0 | 0 | 0 | 0 | 0 | 0 | 0 | 0 | 0 | 0 | 0
|  | 4350 | 7 | 6 | 6 | 182 | 1 | 7 | 26 | 18.43 | 2.71 | 178 | 99471 | 11.56 | 7.4424 | 116.8087 | 0.2 | 124.8976 | 23.2206 | 224.4305 | 23.2206 | 23.2206 | 23.2206 | 23.2206 | 23.2206 | 116.9707 | 24.2503 | 187.3511 | 24.2503 | 24.2503 | 24.2503 | 24.2503 | 24.2503 | 49.1859 | 19.7364
|  | 4351 | 7 | 7 | 7 | 182 | 1 | 7 | 26 | 18.26 | 2.93 | 187 | 99445 | 11.666 | 16.6593 | 106.3106 | 0.2 | 220.4806 | 59.1834 | 610.3966 | 59.1834 | 59.1834 | 59.1834 | 59.1834 | 59.1834 | 290.4243 | 54.8453 | 566.1366 | 54.8453 | 62.3157 | 54.8453 | 54.8453 | 54.8453 | 215.7258 | 43.8639
|  | 4352 | 7 | 8 | 8 | 182 | 1 | 7 | 26 | 18.08 | 3.15 | 196 | 99425 | 11.759 | 26.3834 | 95.7839 | 0.2 | 154.0825 | 92.5766 | 699.79 | 92.5766 | 92.5766 | 92.5766 | 92.5766 | 92.5766 | 341.3703 | 83.8053 | 727.2438 | 83.8053 | 254.3878 | 83.8053 | 83.8053 | 83.8053 | 370.093 | 67.347
|  | 4353 | 7 | 9 | 9 | 182 | 1 | 7 | 26 | 17.9 | 3.37 | 206 | 99405 | 11.849 | 36.2901 | 84.5229 | 0.2 | 131.4535 | 131.4535 | 525.7337 | 131.4535 | 169.2596 | 131.4535 | 131.4535 | 131.4535 | 322.1079 | 143.1788 | 627.639 | 143.1788 | 375.5738 | 143.1788 | 143.1788 | 143.1788 | 426.6491 | 135.799
|  | 4354 | 7 | 10 | 10 | 182 | 1 | 7 | 26 | 26.21 | 3.35 | 216 | 99386 | 13.641 | 45.9818 | 71.4392 | 0.2 | 157.0833 | 157.0833 | 508.0425 | 157.0833 | 274.9269 | 157.0833 | 157.0833 | 157.0833 | 362.058 | 174.4754 | 693.5517 | 174.4754 | 528.7141 | 174.4754 | 197.2204 | 174.4754 | 555.9864 | 172.8609
|  | 4355 | 7 | 11 | 11 | 182 | 1 | 7 | 26 | 27.16 | 3.6 | 222 | 99333 | 13.099 | 54.8295 | 54.7239 | 0.2 | 143.9293 | 143.9293 | 165.9576 | 143.9293 | 159.5124 | 143.9293 | 143.9293 | 143.9293 | 235.4215 | 219.3636 | 262.0168 | 219.3636 | 257.4593 | 219.3636 | 230.8641 | 219.3636 | 298.1744 | 259.8819
|  | 4356 | 7 | 12 | 12 | 182 | 1 | 7 | 26 | 28.11 | 3.85 | 229 | 99281 | 12.445 | 61.6593 | 31.7354 | 0.2 | 143.68 | 143.68 | 153.1796 | 143.68 | 159.0399 | 143.68 | 143.68 | 143.68 | 232.0496 | 219.2337 | 249.6279 | 219.2337 | 253.7718 | 219.2337 | 236.1935 | 219.2337 | 293.0331 | 259.5487
|  | 4357 | 7 | 13 | 13 | 182 | 1 | 7 | 26 | 29.06 | 4.1 | 235 | 99229 | 11.666 | 64.5477 | 1.6181 | 0.2 | 190.513 | 190.513 | 191.7104 | 190.513 | 232.901 | 190.513 | 190.513 | 190.513 | 316.7519 | 283.7254 | 347.5714 | 283.7254 | 376.6976 | 283.7254 | 345.8781 | 283.7254 | 422.086 | 332.9915
|  | 4358 | 7 | 14 | 14 | 182 | 1 | 7 | 26 | 28.06 | 3.68 | 243 | 99255 | 12.049 | 62.165 | -28.9837 | 0.2 | 43.6923 | 43.6923 | 43.6923 | 43.6923 | 43.8074 | 43.6923 | 43.756 | 43.6923 | 68.4688 | 68.3741 | 68.5051 | 68.3741 | 68.6315 | 68.3741 | 68.5952 | 68.3741 | 82 | 81.751
|  | 4359 | 7 | 15 | 15 | 182 | 1 | 7 | 26 | 27.05 | 3.27 | 251 | 99281 | 12.335 | 55.6361 | -52.7372 | 0.2 | 87.5308 | 87.5308 | 87.5308 | 87.5308 | 90.784 | 87.5308 | 91.807 | 87.5308 | 139.179 | 135.9232 | 138.4557 | 135.9232 | 143.7797 | 135.9232 | 144.5031 | 135.9232 | 170 | 162.1424
|  | 4360 | 7 | 16 | 16 | 182 | 1 | 7 | 26 | 26.05 | 2.86 | 258 | 99307 | 12.553 | 46.9259 | -69.9572 | 0.2 | 52.2774 | 52.2774 | 52.2774 | 52.2774 | 52.4533 | 52.2774 | 52.7594 | 52.2774 | 82.3543 | 82.0906 | 82.1379 | 82.0906 | 82.603 | 82.0906 | 82.8195 | 82.0906 | 99 | 98.4512
|  | 4361 | 7 | 17 | 17 | 182 | 1 | 7 | 26 | 24.72 | 2.33 | 251 | 99304 | 12.931 | 37.2848 | -83.3094 | 0.2 | 147.507 | 147.507 | 147.507 | 147.507 | 175.1834 | 147.507 | 383.4405 | 147.507 | 302.5424 | 194.2211 | 194.2211 | 194.2211 | 341.6828 | 194.2211 | 488.9427 | 194.2211 | 393.2823 | 212.4163
|  | 4362 | 7 | 18 | 18 | 182 | 1 | 7 | 26 | 23.39 | 1.81 | 244 | 99301 | 13.17 | 27.3796 | -94.6961 | 0.2 | 76.5131 | 74.8769 | 74.8769 | 74.8769 | 74.8769 | 74.8769 | 94.7961 | 74.8769 | 125.0335 | 116.5573 | 116.5573 | 116.5573 | 122.7195 | 116.5573 | 137.9615 | 116.5573 | 150 | 139.6491
|  | 4363 | 7 | 19 | 19 | 182 | 1 | 7 | 26 | 22.07 | 1.28 | 238 | 99297 | 13.291 | 17.6219 | -105.2604 | 0.2 | 183.0018 | 84.9645 | 84.9645 | 84.9645 | 84.9645 | 84.9645 | 444.3032 | 84.9645 | 257.6338 | 104.6518 | 104.6518 | 104.6518 | 118.9882 | 104.6518 | 442.4018 | 104.6518 | 226.1963 | 107.8843
|  | 4364 | 7 | 20 | 20 | 182 | 1 | 7 | 26 | 21.03 | 1.34 | 219 | 99304 | 13.153 | 8.3395 | -115.736 | 0.2 | 13.9948 | 13.9948 | 13.9948 | 13.9948 | 13.9948 | 13.9948 | 13.9948 | 13.9948 | 22.2775 | 22.2775 | 22.2775 | 22.2775 | 22.2775 | 22.2775 | 22.2775 | 22.2775 | 27 | 27
|  | 4365 | 7 | 21 | 21 | 182 | 1 | 7 | 26 | 20 | 1.4 | 200 | 99310 | 12.983 | 0 | -126.6446 | 0.2 | 1.0188 | 1.0188 | 1.0188 | 1.0188 | 1.0188 | 1.0188 | 1.0188 | 1.0188 | 1.6376 | 1.6376 | 1.6376 | 1.6376 | 1.6376 | 1.6376 | 1.6376 | 1.6376 | 2 | 2
|  | 4366 | 7 | 22 | 22 | 182 | 1 | 7 | 26 | 18.96 | 1.46 | 181 | 99317 | 12.768 | 0 | -138.3671 | 0.2 | 0 | 0 | 0 | 0 | 0 | 0 | 0 | 0 | 0 | 0 | 0 | 0 | 0 | 0 | 0 | 0 | 0 | 0
|  | 4367 | 7 | 23 | 23 | 182 | 1 | 7 | 26 | 18.8 | 1.51 | 180 | 99294 | 12.749 | 0 | -151.1206 | 0.2 | 0 | 0 | 0 | 0 | 0 | 0 | 0 | 0 | 0 | 0 | 0 | 0 | 0 | 0 | 0 | 0 | 0 | 0
|  | 4368 | 7 | 24 | 24 | 182 | 1 | 7 | 26 | 18.64 | 1.56 | 180 | 99271 | 12.728 | 0 | -164.8724 | 0.2 | 0 | 0 | 0 | 0 | 0 | 0 | 0 | 0 | 0 | 0 | 0 | 0 | 0 | 0 | 0 | 0 | 0 | 0
|  | 4369 | 7 | 25 | 1 | 183 | 2 | 1 | 27 | 18.48 | 1.61 | 180 | 99248 | 12.706 | 0 | -179.2211 | 0.2 | 0 | 0 | 0 | 0 | 0 | 0 | 0 | 0 | 0 | 0 | 0 | 0 | 0 | 0 | 0 | 0 | 0 | 0
|  | 4370 | 7 | 26 | 2 | 183 | 2 | 1 | 27 | 17.78 | 2.34 | 192 | 99268 | 12.262 | 0 | 166.3362 | 0.2 | 0 | 0 | 0 | 0 | 0 | 0 | 0 | 0 | 0 | 0 | 0 | 0 | 0 | 0 | 0 | 0 | 0 | 0
|  | 4371 | 7 | 27 | 3 | 183 | 2 | 1 | 27 | 17.08 | 3.06 | 204 | 99288 | 11.83 | 0 | 152.4843 | 0.2 | 0 | 0 | 0 | 0 | 0 | 0 | 0 | 0 | 0 | 0 | 0 | 0 | 0 | 0 | 0 | 0 | 0 | 0
|  | 4372 | 7 | 28 | 4 | 183 | 2 | 1 | 27 | 16.38 | 3.78 | 217 | 99307 | 11.409 | 0 | 139.6115 | 0.2 | 0 | 0 | 0 | 0 | 0 | 0 | 0 | 0 | 0 | 0 | 0 | 0 | 0 | 0 | 0 | 0 | 0 | 0
|  | 4373 | 7 | 29 | 5 | 183 | 2 | 1 | 27 | 16.53 | 3.98 | 223 | 99320 | 11.502 | 0 | 127.7818 | 0.2 | 0 | 0 | 0 | 0 | 0 | 0 | 0 | 0 | 0 | 0 | 0 | 0 | 0 | 0 | 0 | 0 | 0 | 0
|  | 4374 | 7 | 30 | 6 | 183 | 2 | 1 | 27 | 16.68 | 4.17 | 229 | 99333 | 11.596 | 7.3624 | 116.7986 | 0.2 | 2.0395 | 2.0395 | 2.0395 | 2.0395 | 2.0395 | 2.0395 | 2.0395 | 2.0395 | 3.2765 | 3.2765 | 3.2765 | 3.2765 | 3.2765 | 3.2765 | 3.2765 | 3.2765 | 4 | 4
|  | 4375 | 7 | 31 | 7 | 183 | 2 | 1 | 27 | 16.83 | 4.37 | 235 | 99347 | 11.689 | 16.5801 | 106.2948 | 0.2 | 44.7137 | 37.9071 | 61.1917 | 37.9071 | 37.9071 | 37.9071 | 37.9071 | 37.9071 | 67.2445 | 57.3243 | 78.8962 | 57.3243 | 57.6185 | 57.3243 | 57.3243 | 57.3243 | 74.4284 | 67.2056
|  | 4376 | 7 | 32 | 8 | 183 | 2 | 1 | 27 | 17.61 | 4.47 | 240 | 99340 | 11.612 | 26.3048 | 95.7638 | 0.2 | 50.5792 | 50.1805 | 54.1296 | 50.1805 | 50.1805 | 50.1805 | 50.1805 | 50.1805 | 80.6534 | 78.9841 | 83.1639 | 78.9841 | 80.0896 | 78.9841 | 78.9841 | 78.9841 | 97 | 95.0379
|  | 4377 | 7 | 33 | 9 | 183 | 2 | 1 | 27 | 18.39 | 4.57 | 245 | 99333 | 11.493 | 36.2114 | 84.5005 | 0.2 | 89.005 | 89.005 | 106.5426 | 89.005 | 90.6935 | 89.005 | 89.005 | 89.005 | 146.078 | 138.1501 | 159.6729 | 138.1501 | 148.4659 | 138.1501 | 138.1501 | 138.1501 | 178.0811 | 165.1808
|  | 4378 | 7 | 34 | 10 | 183 | 2 | 1 | 27 | 19.17 | 4.68 | 251 | 99327 | 11.328 | 45.9024 | 71.4187 | 0.2 | 157.4895 | 157.4895 | 305.779 | 157.4895 | 207.3407 | 157.4895 | 157.4895 | 157.4895 | 296.2746 | 217.361 | 436.3812 | 217.361 | 366.7747 | 217.361 | 226.6682 | 217.361 | 407.1821 | 245.7302
|  | 4379 | 7 | 35 | 11 | 183 | 2 | 1 | 27 | 19.68 | 4.93 | 250 | 99297 | 10.968 | 54.749 | 54.7162 | 0.2 | 129.9966 | 129.9966 | 145.1441 | 129.9966 | 140.7152 | 129.9966 | 129.9966 | 129.9966 | 210.4032 | 199.417 | 228.6933 | 199.417 | 225.5616 | 199.417 | 207.2715 | 199.417 | 263.0371 | 236.7817
|  | 4380 | 7 | 36 | 12 | 183 | 2 | 1 | 27 | 20.19 | 5.18 | 249 | 99268 | 10.57 | 61.58 | 31.7665 | 0.2 | 175.6145 | 175.6145 | 195.1922 | 175.6145 | 207.2314 | 175.6145 | 175.6145 | 175.6145 | 289.9874 | 263.7518 | 326.1874 | 263.7518 | 334.7004 | 263.7518 | 298.5004 | 263.7518 | 379.288 | 310.5684
|  | 4381 | 7 | 37 | 13 | 183 | 2 | 1 | 27 | 20.7 | 5.43 | 248 | 99238 | 10.135 | 64.479 | 1.7163 | 0.2 | 95.0263 | 95.0263 | 95.1728 | 95.0263 | 99.9149 | 95.0263 | 95.0263 | 95.0263 | 150.6957 | 146.9088 | 154.256 | 146.9088 | 157.6091 | 146.9088 | 154.0488 | 146.9088 | 185 | 174.7561
|  | 4382 | 7 | 38 | 14 | 183 | 2 | 1 | 27 | 20.31 | 5.55 | 245 | 99255 | 10.531 | 62.1166 | -28.8456 | 0.2 | 159.8604 | 159.8604 | 159.8604 | 159.8604 | 521.8149 | 159.8604 | 359.222 | 159.8604 | 415.8408 | 119.5333 | 530.8113 | 119.5333 | 927.7217 | 119.5333 | 812.7511 | 119.5333 | 865.7035 | 84.707
|  | 4383 | 7 | 39 | 15 | 183 | 2 | 1 | 27 | 19.91 | 5.66 | 242 | 99271 | 10.896 | 55.6054 | -52.6051 | 0.2 | 166.255 | 166.255 | 166.255 | 166.255 | 438.0899 | 166.255 | 521.8659 | 166.255 | 414.4811 | 144.3569 | 355.2426 | 144.3569 | 798.9138 | 144.3569 | 858.1523 | 144.3569 | 771.342 | 117.4937
|  | 4384 | 7 | 40 | 16 | 183 | 2 | 1 | 27 | 19.52 | 5.78 | 240 | 99288 | 11.242 | 46.9054 | -69.843 | 0.2 | 35.9389 | 35.9389 | 35.9389 | 35.9389 | 35.9389 | 35.9389 | 35.9389 | 35.9389 | 56.596 | 56.596 | 56.596 | 56.596 | 56.596 | 56.596 | 56.596 | 56.596 | 68 | 68
|  | 4385 | 7 | 41 | 17 | 183 | 2 | 1 | 27 | 19.03 | 5.32 | 241 | 99297 | 11.391 | 37.2685 | -83.2102 | 0.2 | 101.2433 | 101.2433 | 101.2433 | 101.2433 | 104.0662 | 101.2433 | 124.9531 | 101.2433 | 167.337 | 156.4858 | 156.4858 | 156.4858 | 171.3293 | 156.4858 | 186.0986 | 156.4858 | 204.9386 | 186.7697
|  | 4386 | 7 | 42 | 18 | 183 | 2 | 1 | 27 | 18.53 | 4.87 | 243 | 99307 | 11.513 | 27.3637 | -94.607 | 0.2 | 142.0067 | 119.1615 | 119.1615 | 119.1615 | 119.1615 | 119.1615 | 402.665 | 119.1615 | 271.9358 | 151.6944 | 151.6944 | 151.6944 | 239.6279 | 151.6944 | 456.2491 | 151.6944 | 307.5491 | 160.3472
|  | 4387 | 7 | 43 | 19 | 183 | 2 | 1 | 27 | 18.04 | 4.41 | 245 | 99317 | 11.621 | 17.6034 | -105.1781 | 0.2 | 89.5664 | 65.3576 | 65.3576 | 65.3576 | 65.3576 | 65.3576 | 154.5958 | 65.3576 | 134.0108 | 96.1481 | 96.1481 | 96.1481 | 99.7744 | 96.1481 | 179.9935 | 96.1481 | 140.8742 | 111.5369
|  | 4388 | 7 | 44 | 20 | 183 | 2 | 1 | 27 | 17.2 | 3.96 | 243 | 99356 | 10.979 | 8.3161 | -115.6579 | 0.2 | 163.4042 | 50.2991 | 50.2991 | 50.2991 | 50.2991 | 50.2991 | 285.7563 | 50.2991 | 173.9793 | 67.003 | 67.003 | 67.003 | 67.003 | 67.003 | 260.4952 | 67.003 | 110.1822 | 72
|  | 4389 | 7 | 45 | 21 | 183 | 2 | 1 | 27 | 16.37 | 3.5 | 242 | 99396 | 10.377 | 0 | -126.5698 | 0.2 | 1.0188 | 1.0188 | 1.0188 | 1.0188 | 1.0188 | 1.0188 | 1.0188 | 1.0188 | 1.6376 | 1.6376 | 1.6376 | 1.6376 | 1.6376 | 1.6376 | 1.6376 | 1.6376 | 2 | 2
|  | 4390 | 7 | 46 | 22 | 183 | 2 | 1 | 27 | 15.53 | 3.05 | 240 | 99435 | 9.798 | 0 | -138.2957 | 0.2 | 0 | 0 | 0 | 0 | 0 | 0 | 0 | 0 | 0 | 0 | 0 | 0 | 0 | 0 | 0 | 0 | 0 | 0
|  | 4391 | 7 | 47 | 23 | 183 | 2 | 1 | 27 | 15.38 | 2.93 | 235 | 99438 | 9.511 | 0 | -151.0543 | 0.2 | 0 | 0 | 0 | 0 | 0 | 0 | 0 | 0 | 0 | 0 | 0 | 0 | 0 | 0 | 0 | 0 | 0 | 0
|  | 4392 | 7 | 48 | 24 | 183 | 2 | 1 | 27 | 15.23 | 2.82 | 231 | 99442 | 9.228 | 0 | -164.8142 | 0.2 | 0 | 0 | 0 | 0 | 0 | 0 | 0 | 0 | 0 | 0 | 0 | 0 | 0 | 0 | 0 | 0 | 0 | 0
|  | 4393 | 7 | 49 | 1 | 184 | 3 | 2 | 27 | 15.08 | 2.7 | 226 | 99445 | 8.951 | 0 | -179.1756 | 0.2 | 0 | 0 | 0 | 0 | 0 | 0 | 0 | 0 | 0 | 0 | 0 | 0 | 0 | 0 | 0 | 0 | 0 | 0
|  | 4394 | 7 | 50 | 2 | 184 | 3 | 2 | 27 | 15.06 | 2.87 | 223 | 99419 | 8.555 | 0 | 166.3668 | 0.2 | 0 | 0 | 0 | 0 | 0 | 0 | 0 | 0 | 0 | 0 | 0 | 0 | 0 | 0 | 0 | 0 | 0 | 0
|  | 4395 | 7 | 51 | 3 | 184 | 3 | 2 | 27 | 15.05 | 3.04 | 220 | 99392 | 8.165 | 0 | 152.5 | 0.2 | 0 | 0 | 0 | 0 | 0 | 0 | 0 | 0 | 0 | 0 | 0 | 0 | 0 | 0 | 0 | 0 | 0 | 0
|  | 4396 | 7 | 52 | 4 | 184 | 3 | 2 | 27 | 15.03 | 3.21 | 217 | 99366 | 7.772 | 0 | 139.6144 | 0.2 | 0 | 0 | 0 | 0 | 0 | 0 | 0 | 0 | 0 | 0 | 0 | 0 | 0 | 0 | 0 | 0 | 0 | 0
|  | 4397 | 7 | 53 | 5 | 184 | 3 | 2 | 27 | 15.45 | 3.29 | 217 | 99353 | 8.043 | 0 | 127.7744 | 0.2 | 0 | 0 | 0 | 0 | 0 | 0 | 0 | 0 | 0 | 0 | 0 | 0 | 0 | 0 | 0 | 0 | 0 | 0
|  | 4398 | 7 | 54 | 6 | 184 | 3 | 2 | 27 | 15.87 | 3.36 | 217 | 99340 | 8.321 | 7.278 | 116.7832 | 0.2 | 2.0394 | 2.0394 | 2.0394 | 2.0394 | 2.0394 | 2.0394 | 2.0394 | 2.0394 | 3.2764 | 3.2764 | 3.2764 | 3.2764 | 3.2764 | 3.2764 | 3.2764 | 3.2764 | 4 | 4
|  | 4399 | 7 | 55 | 7 | 184 | 3 | 2 | 27 | 16.29 | 3.43 | 217 | 99327 | 8.61 | 16.4968 | 106.2732 | 0.2 | 13.9575 | 13.9575 | 13.9575 | 13.9575 | 13.9575 | 13.9575 | 13.9575 | 13.9575 | 22.2511 | 22.2511 | 22.2511 | 22.2511 | 22.2511 | 22.2511 | 22.2511 | 22.2511 | 27 | 27
|  | 4400 | 7 | 56 | 8 | 184 | 3 | 2 | 27 | 17.08 | 3.61 | 222 | 99291 | 8.782 | 26.2224 | 95.7374 | 0.2 | 21.8684 | 21.8684 | 21.8684 | 21.8684 | 21.8684 | 21.8684 | 21.8684 | 21.8684 | 34.7236 | 34.7236 | 34.7236 | 34.7236 | 34.7236 | 34.7236 | 34.7236 | 34.7236 | 42 | 42
|  | 4401 | 7 | 57 | 9 | 184 | 3 | 2 | 27 | 17.88 | 3.78 | 228 | 99255 | 8.95 | 36.129 | 84.4711 | 0.2 | 65.5787 | 65.5787 | 70.6538 | 65.5787 | 66.0699 | 65.5787 | 65.5787 | 65.5787 | 105.0341 | 102.7495 | 108.9702 | 102.7495 | 105.7289 | 102.7495 | 102.7495 | 102.7495 | 127 | 123.2779
|  | 4402 | 7 | 58 | 10 | 184 | 3 | 2 | 27 | 18.68 | 3.96 | 234 | 99219 | 9.11 | 45.8189 | 71.3903 | 0.2 | 142.2318 | 142.2318 | 194.7018 | 142.2318 | 159.8998 | 142.2318 | 142.2318 | 142.2318 | 242.5452 | 214.7541 | 292.1403 | 214.7541 | 267.5315 | 214.7541 | 217.9364 | 214.7541 | 311.1055 | 254.1349
|  | 4403 | 7 | 59 | 11 | 184 | 3 | 2 | 27 | 19.1 | 4.46 | 234 | 99147 | 9.656 | 54.6637 | 54.7 | 0.2 | 67.4737 | 67.4737 | 69.2613 | 67.4737 | 68.7394 | 67.4737 | 67.4737 | 67.4737 | 106.6126 | 105.3231 | 108.7716 | 105.3231 | 108.4025 | 105.3231 | 106.2436 | 105.3231 | 129 | 125.9107
|  | 4404 | 7 | 60 | 12 | 184 | 3 | 2 | 27 | 19.52 | 4.95 | 235 | 99075 | 10.224 | 61.495 | 31.7896 | 0.2 | 65.5802 | 65.5802 | 66.4488 | 65.5802 | 66.9816 | 65.5802 | 65.5802 | 65.5802 | 103.3324 | 102.1765 | 104.9375 | 102.1765 | 105.3142 | 102.1765 | 103.7091 | 102.1765 | 125 | 121.964
|  | 4405 | 7 | 61 | 13 | 184 | 3 | 2 | 27 | 19.95 | 5.45 | 235 | 99002 | 10.824 | 64.4035 | 1.8107 | 0.2 | 60.0596 | 60.0596 | 60.0948 | 60.0596 | 61.1734 | 60.0596 | 60.0596 | 60.0596 | 94.4407 | 93.5834 | 95.2532 | 93.5834 | 96.0159 | 93.5834 | 95.2034 | 93.5834 | 114 | 111.6738
|  | 4406 | 7 | 62 | 14 | 184 | 3 | 2 | 27 | 18.64 | 5.35 | 233 | 98980 | 10.596 | 62.0613 | -28.7055 | 0.2 | 157.2113 | 157.2113 | 157.2113 | 157.2113 | 177.0957 | 157.2113 | 168.1002 | 157.2113 | 254.9816 | 238.8149 | 261.3425 | 238.8149 | 283.1025 | 238.8149 | 276.7417 | 238.8149 | 324.9684 | 282.2208
|  | 4407 | 7 | 63 | 15 | 184 | 3 | 2 | 27 | 17.33 | 5.26 | 231 | 98957 | 10.33 | 55.5684 | -52.4682 | 0.2 | 78.3283 | 78.3283 | 78.3283 | 78.3283 | 80.5983 | 78.3283 | 81.2832 | 78.3283 | 124.1524 | 121.9141 | 123.6681 | 121.9141 | 127.3627 | 121.9141 | 127.847 | 121.9141 | 151 | 145.5645
|  | 4408 | 7 | 64 | 16 | 184 | 3 | 2 | 27 | 16.02 | 5.16 | 228 | 98934 | 10.029 | 46.879 | -69.7235 | 0.2 | 58.8068 | 58.8068 | 58.8068 | 58.8068 | 59.2954 | 58.8068 | 60.1294 | 58.8068 | 92.9098 | 92.1907 | 92.3201 | 92.1907 | 93.6008 | 92.1907 | 94.1905 | 92.1907 | 112 | 110.4944
|  | 4409 | 7 | 65 | 17 | 184 | 3 | 2 | 27 | 16.05 | 5.59 | 224 | 98891 | 10.396 | 37.2466 | -83.106 | 0.2 | 29.3873 | 29.3873 | 29.3873 | 29.3873 | 29.3873 | 29.3873 | 29.3873 | 29.3873 | 46.4603 | 46.4603 | 46.4603 | 46.4603 | 46.4603 | 46.4603 | 46.4603 | 46.4603 | 56 | 56
|  | 4410 | 7 | 66 | 18 | 184 | 3 | 2 | 27 | 16.08 | 6.01 | 220 | 98848 | 10.766 | 27.3421 | -94.5136 | 0.2 | 21.8783 | 21.8783 | 21.8783 | 21.8783 | 21.8783 | 21.8783 | 21.8783 | 21.8783 | 34.7306 | 34.7306 | 34.7306 | 34.7306 | 34.7306 | 34.7306 | 34.7306 | 34.7306 | 42 | 42
|  | 4411 | 7 | 67 | 19 | 184 | 3 | 2 | 27 | 16.12 | 6.44 | 216 | 98806 | 11.144 | 17.5792 | -105.0918 | 0.2 | 18.1472 | 18.1472 | 18.1472 | 18.1472 | 18.1472 | 18.1472 | 18.1472 | 18.1472 | 28.8822 | 28.8822 | 28.8822 | 28.8822 | 28.8822 | 28.8822 | 28.8822 | 28.8822 | 35 | 35
|  | 4412 | 7 | 68 | 20 | 184 | 3 | 2 | 27 | 15.96 | 6.63 | 222 | 98806 | 11.03 | 8.2869 | -115.5765 | 0.2 | 23.0315 | 20.494 | 20.494 | 20.494 | 20.494 | 20.494 | 25.7958 | 20.494 | 34.8062 | 32.4066 | 32.4066 | 32.4066 | 32.4066 | 32.4066 | 36.7609 | 32.4066 | 40 | 39.1439
|  | 4413 | 7 | 69 | 21 | 184 | 3 | 2 | 27 | 15.81 | 6.83 | 227 | 98806 | 10.924 | 0 | -126.4921 | 0.2 | 1.0188 | 1.0188 | 1.0188 | 1.0188 | 1.0188 | 1.0188 | 1.0188 | 1.0188 | 1.6376 | 1.6376 | 1.6376 | 1.6376 | 1.6376 | 1.6376 | 1.6376 | 1.6376 | 2 | 2
|  | 4414 | 7 | 70 | 22 | 184 | 3 | 2 | 27 | 15.66 | 7.02 | 232 | 98806 | 10.82 | 0 | -138.2222 | 0.2 | 0 | 0 | 0 | 0 | 0 | 0 | 0 | 0 | 0 | 0 | 0 | 0 | 0 | 0 | 0 | 0 | 0 | 0
|  | 4415 | 7 | 71 | 23 | 184 | 3 | 2 | 27 | 15.48 | 7.1 | 236 | 98809 | 10.706 | 0 | -150.9868 | 0.2 | 0 | 0 | 0 | 0 | 0 | 0 | 0 | 0 | 0 | 0 | 0 | 0 | 0 | 0 | 0 | 0 | 0 | 0
|  | 4416 | 7 | 72 | 24 | 184 | 3 | 2 | 27 | 15.29 | 7.19 | 239 | 98812 | 10.587 | 0 | -164.7559 | 0.2 | 0 | 0 | 0 | 0 | 0 | 0 | 0 | 0 | 0 | 0 | 0 | 0 | 0 | 0 | 0 | 0 | 0 | 0
|  | 4417 | 7 | 73 | 1 | 185 | 4 | 3 | 27 | 15.1 | 7.27 | 242 | 98816 | 10.468 | 0 | -179.1314 | 0.2 | 0 | 0 | 0 | 0 | 0 | 0 | 0 | 0 | 0 | 0 | 0 | 0 | 0 | 0 | 0 | 0 | 0 | 0
|  | 4418 | 7 | 74 | 2 | 185 | 4 | 3 | 27 | 14.72 | 7.06 | 245 | 98848 | 10.185 | 0 | 166.3948 | 0.2 | 0 | 0 | 0 | 0 | 0 | 0 | 0 | 0 | 0 | 0 | 0 | 0 | 0 | 0 | 0 | 0 | 0 | 0
|  | 4419 | 7 | 75 | 3 | 185 | 4 | 3 | 27 | 14.34 | 6.86 | 248 | 98881 | 9.909 | 0 | 152.5121 | 0.2 | 0 | 0 | 0 | 0 | 0 | 0 | 0 | 0 | 0 | 0 | 0 | 0 | 0 | 0 | 0 | 0 | 0 | 0
|  | 4420 | 7 | 76 | 4 | 185 | 4 | 3 | 27 | 13.96 | 6.65 | 251 | 98914 | 9.64 | 0 | 139.6129 | 0.2 | 0 | 0 | 0 | 0 | 0 | 0 | 0 | 0 | 0 | 0 | 0 | 0 | 0 | 0 | 0 | 0 | 0 | 0
|  | 4421 | 7 | 77 | 5 | 185 | 4 | 3 | 27 | 13.81 | 7.2 | 253 | 98960 | 9.561 | 0 | 127.762 | 0.2 | 0 | 0 | 0 | 0 | 0 | 0 | 0 | 0 | 0 | 0 | 0 | 0 | 0 | 0 | 0 | 0 | 0 | 0
|  | 4422 | 7 | 78 | 6 | 185 | 4 | 3 | 27 | 13.67 | 7.74 | 256 | 99006 | 9.488 | 7.1893 | 116.7624 | 0.2 | 11.9056 | 11.9056 | 11.9056 | 11.9056 | 11.9056 | 11.9056 | 11.9056 | 11.9056 | 18.9658 | 18.9658 | 18.9658 | 18.9658 | 18.9658 | 18.9658 | 18.9658 | 18.9658 | 23 | 23
|  | 4423 | 7 | 79 | 7 | 185 | 4 | 3 | 27 | 13.53 | 8.29 | 259 | 99052 | 9.416 | 16.4096 | 106.2457 | 0.2 | 36.3683 | 34.2049 | 41.6292 | 34.2049 | 34.2049 | 34.2049 | 34.2049 | 34.2049 | 57.0125 | 53.8724 | 60.7325 | 53.8724 | 53.953 | 53.8724 | 53.8724 | 53.8724 | 67.2176 | 64.9402
|  | 4424 | 7 | 80 | 8 | 185 | 4 | 3 | 27 | 13.67 | 8.25 | 258 | 99081 | 9.43 | 26.1362 | 95.7047 | 0.2 | 66.7094 | 64.9087 | 82.9345 | 64.9087 | 64.9087 | 64.9087 | 64.9087 | 64.9087 | 108.7419 | 101.1833 | 120.2148 | 101.1833 | 106.1954 | 101.1833 | 101.1833 | 101.1833 | 130.251 | 121.3621
|  | 4425 | 7 | 81 | 9 | 185 | 4 | 3 | 27 | 13.82 | 8.22 | 256 | 99111 | 9.45 | 36.0428 | 84.4347 | 0.2 | 130.8518 | 130.8518 | 436.0655 | 130.8518 | 160.5914 | 130.8518 | 130.8518 | 130.8518 | 294.0046 | 157.242 | 530.8524 | 157.242 | 336.0628 | 157.242 | 157.242 | 157.242 | 384.4299 | 161.2787
|  | 4426 | 7 | 82 | 10 | 185 | 4 | 3 | 27 | 13.96 | 8.18 | 255 | 99140 | 9.463 | 45.7314 | 71.3541 | 0.2 | 160.1629 | 160.1629 | 386.7192 | 160.1629 | 236.6095 | 160.1629 | 160.1629 | 160.1629 | 322.9215 | 203.531 | 537.1768 | 203.531 | 431.0332 | 203.531 | 216.7779 | 203.531 | 464.3125 | 219.0223
|  | 4427 | 7 | 83 | 11 | 185 | 4 | 3 | 27 | 14.13 | 8.34 | 255 | 99147 | 9.124 | 54.5738 | 54.6752 | 0.2 | 183.2134 | 183.2134 | 372.9846 | 183.2134 | 317.7025 | 183.2134 | 183.2134 | 183.2134 | 362.3839 | 226.2753 | 591.6706 | 226.2753 | 552.5803 | 226.2753 | 323.2936 | 226.2753 | 567.4311 | 240.4553
|  | 4428 | 7 | 84 | 12 | 185 | 4 | 3 | 27 | 14.3 | 8.49 | 255 | 99153 | 8.777 | 61.4042 | 31.8048 | 0.2 | 183.4509 | 183.4509 | 347.6525 | 183.4509 | 448.2314 | 183.4509 | 183.4509 | 183.4509 | 404.5344 | 187.6194 | 707.8706 | 187.6194 | 778.9906 | 187.6194 | 475.6544 | 187.6194 | 749.4295 | 177.8849
|  | 4429 | 7 | 85 | 13 | 185 | 4 | 3 | 27 | 14.48 | 8.65 | 254 | 99160 | 8.426 | 64.3213 | 1.9013 | 0.2 | 168.0394 | 168.0394 | 180.0166 | 168.0394 | 528.8405 | 168.0394 | 168.0394 | 168.0394 | 409.4396 | 133.6568 | 673.0337 | 133.6568 | 919.6894 | 133.6568 | 656.0954 | 133.6568 | 850.9848 | 100.1679
|  | 4430 | 7 | 86 | 14 | 185 | 4 | 3 | 27 | 14.9 | 8.11 | 256 | 99222 | 8.642 | 61.9992 | -28.5636 | 0.2 | 169.3806 | 169.3806 | 169.3806 | 169.3806 | 508.065 | 169.3806 | 353.758 | 169.3806 | 412.3296 | 139.0082 | 521.4411 | 139.0082 | 891.3016 | 139.0082 | 782.1901 | 139.0082 | 832.6763 | 107.4571
|  | 4431 | 7 | 87 | 15 | 185 | 4 | 3 | 27 | 15.32 | 7.56 | 258 | 99284 | 8.864 | 55.525 | -52.3267 | 0.2 | 193.5011 | 193.5011 | 193.5011 | 193.5011 | 338.9415 | 193.5011 | 381.8603 | 193.5011 | 381.2964 | 239.0699 | 350.9482 | 239.0699 | 586.9801 | 239.0699 | 617.3283 | 239.0699 | 600.8423 | 254.2633
|  | 4432 | 7 | 88 | 16 | 185 | 4 | 3 | 27 | 15.74 | 7.02 | 260 | 99347 | 9.089 | 46.8466 | -69.5991 | 0.2 | 124.3052 | 124.3052 | 124.3052 | 124.3052 | 132.7392 | 124.3052 | 146.9824 | 124.3052 | 203.2782 | 190.9937 | 193.2067 | 190.9937 | 215.2056 | 190.9937 | 225.2771 | 190.9937 | 252.9557 | 227.1488
|  | 4433 | 7 | 89 | 17 | 185 | 4 | 3 | 27 | 15.56 | 6.77 | 258 | 99366 | 9.091 | 37.2189 | -82.997 | 0.2 | 99.4705 | 99.4705 | 99.4705 | 99.4705 | 102.2419 | 99.4705 | 122.0317 | 99.4705 | 164.0981 | 153.8492 | 153.8492 | 153.8492 | 168.0174 | 153.8492 | 182.0109 | 153.8492 | 200.9375 | 183.6721
|  | 4434 | 7 | 90 | 18 | 185 | 4 | 3 | 27 | 15.38 | 6.51 | 256 | 99386 | 9.091 | 27.3148 | -94.4158 | 0.2 | 92.3258 | 89.0667 | 89.0667 | 89.0667 | 89.0667 | 89.0667 | 131.2701 | 89.0667 | 154.9356 | 137.1727 | 137.1727 | 137.1727 | 150.3266 | 137.1727 | 182.4733 | 137.1727 | 185.6251 | 163.7637
|  | 4435 | 7 | 91 | 19 | 185 | 4 | 3 | 27 | 15.2 | 6.26 | 255 | 99405 | 9.09 | 17.5491 | -105.0016 | 0.2 | 231.551 | 82.3891 | 82.3891 | 82.3891 | 82.3891 | 82.3891 | 639.0077 | 82.3891 | 323.138 | 88.8036 | 88.8036 | 88.8036 | 112.1912 | 88.8036 | 611.2534 | 88.8036 | 265.3071 | 83.0702
|  | 4436 | 7 | 92 | 20 | 185 | 4 | 3 | 27 | 14.46 | 5.84 | 254 | 99471 | 8.922 | 8.2516 | -115.4916 | 0.2 | 10.3171 | 10.3171 | 10.3171 | 10.3171 | 10.3171 | 10.3171 | 10.3171 | 10.3171 | 16.4668 | 16.4668 | 16.4668 | 16.4668 | 16.4668 | 16.4668 | 16.4668 | 16.4668 | 20 | 20
|  | 4437 | 7 | 93 | 21 | 185 | 4 | 3 | 27 | 13.73 | 5.43 | 253 | 99537 | 8.754 | 0 | -126.4116 | 0.2 | 1.0188 | 1.0188 | 1.0188 | 1.0188 | 1.0188 | 1.0188 | 1.0188 | 1.0188 | 1.6376 | 1.6376 | 1.6376 | 1.6376 | 1.6376 | 1.6376 | 1.6376 | 1.6376 | 2 | 2
|  | 4438 | 7 | 94 | 22 | 185 | 4 | 3 | 27 | 12.99 | 5.01 | 253 | 99602 | 8.572 | 0 | -138.1465 | 0.2 | 0 | 0 | 0 | 0 | 0 | 0 | 0 | 0 | 0 | 0 | 0 | 0 | 0 | 0 | 0 | 0 | 0 | 0
|  | 4439 | 7 | 95 | 23 | 185 | 4 | 3 | 27 | 12.95 | 5.08 | 252 | 99625 | 8.617 | 0 | -150.9181 | 0.2 | 0 | 0 | 0 | 0 | 0 | 0 | 0 | 0 | 0 | 0 | 0 | 0 | 0 | 0 | 0 | 0 | 0 | 0
|  | 4440 | 7 | 96 | 24 | 185 | 4 | 3 | 27 | 12.91 | 5.15 | 251 | 99648 | 8.663 | 0 | -164.6977 | 0.2 | 0 | 0 | 0 | 0 | 0 | 0 | 0 | 0 | 0 | 0 | 0 | 0 | 0 | 0 | 0 | 0 | 0 | 0
|  | 4441 | 7 | 97 | 1 | 186 | 5 | 4 | 27 | 12.86 | 5.23 | 251 | 99671 | 8.702 | 0 | -179.0885 | 0.2 | 0 | 0 | 0 | 0 | 0 | 0 | 0 | 0 | 0 | 0 | 0 | 0 | 0 | 0 | 0 | 0 | 0 | 0
|  | 4442 | 7 | 98 | 2 | 186 | 5 | 4 | 27 | 12.67 | 5.54 | 250 | 99694 | 8.52 | 0 | 166.4202 | 0.2 | 0 | 0 | 0 | 0 | 0 | 0 | 0 | 0 | 0 | 0 | 0 | 0 | 0 | 0 | 0 | 0 | 0 | 0
|  | 4443 | 7 | 99 | 3 | 186 | 5 | 4 | 27 | 12.47 | 5.85 | 249 | 99717 | 8.336 | 0 | 152.5207 | 0.2 | 0 | 0 | 0 | 0 | 0 | 0 | 0 | 0 | 0 | 0 | 0 | 0 | 0 | 0 | 0 | 0 | 0 | 0
|  | 4444 | 7 | 100 | 4 | 186 | 5 | 4 | 27 | 12.28 | 6.17 | 249 | 99740 | 8.161 | 0 | 139.607 | 0.2 | 0 | 0 | 0 | 0 | 0 | 0 | 0 | 0 | 0 | 0 | 0 | 0 | 0 | 0 | 0 | 0 | 0 | 0
|  | 4445 | 7 | 101 | 5 | 186 | 5 | 4 | 27 | 12.37 | 6.24 | 248 | 99740 | 8.221 | 0 | 127.7447 | 0.2 | 0 | 0 | 0 | 0 | 0 | 0 | 0 | 0 | 0 | 0 | 0 | 0 | 0 | 0 | 0 | 0 | 0 | 0
|  | 4446 | 7 | 102 | 6 | 186 | 5 | 4 | 27 | 12.46 | 6.32 | 248 | 99740 | 8.281 | 7.0964 | 116.7363 | 0.2 | 1.5282 | 1.5282 | 1.5282 | 1.5282 | 1.5282 | 1.5282 | 1.5282 | 1.5282 | 2.4564 | 2.4564 | 2.4564 | 2.4564 | 2.4564 | 2.4564 | 2.4564 | 2.4564 | 3 | 3
|  | 4447 | 7 | 103 | 7 | 186 | 5 | 4 | 27 | 12.56 | 6.4 | 248 | 99740 | 8.348 | 16.3186 | 106.2125 | 0.2 | 8.2368 | 8.2368 | 8.2368 | 8.2368 | 8.2368 | 8.2368 | 8.2368 | 8.2368 | 13.1616 | 13.1616 | 13.1616 | 13.1616 | 13.1616 | 13.1616 | 13.1616 | 13.1616 | 16 | 16
|  | 4448 | 7 | 104 | 8 | 186 | 5 | 4 | 27 | 12.86 | 7.15 | 249 | 99759 | 8.524 | 26.0463 | 95.6656 | 0.2 | 74.9897 | 70.352 | 117.1 | 70.352 | 70.352 | 70.352 | 70.352 | 70.352 | 124.1067 | 104.5926 | 153.8832 | 104.5926 | 117.548 | 104.5926 | 104.5926 | 104.5926 | 144.6336 | 121.6742
|  | 4449 | 7 | 105 | 9 | 186 | 5 | 4 | 27 | 13.16 | 7.91 | 250 | 99779 | 8.705 | 35.9529 | 84.3913 | 0.2 | 89.5172 | 89.5172 | 109.1156 | 89.5172 | 91.4419 | 89.5172 | 89.5172 | 89.5172 | 147.5159 | 138.7773 | 162.7349 | 138.7773 | 150.2377 | 138.7773 | 138.7773 | 138.7773 | 180.1665 | 165.8837
|  | 4450 | 7 | 106 | 10 | 186 | 5 | 4 | 27 | 13.46 | 8.66 | 251 | 99799 | 8.888 | 45.64 | 71.3101 | 0.2 | 65.7012 | 65.7012 | 68.2939 | 65.7012 | 66.5782 | 65.7012 | 65.7012 | 65.7012 | 104.1981 | 102.8392 | 106.6516 | 102.8392 | 105.4385 | 102.8392 | 102.985 | 102.8392 | 126 | 123.2011
|  | 4451 | 7 | 107 | 11 | 186 | 5 | 4 | 27 | 13.79 | 8.45 | 252 | 99802 | 9.095 | 54.4792 | 54.6418 | 0.2 | 54.4226 | 54.4226 | 55.0059 | 54.4226 | 54.8365 | 54.4226 | 54.4226 | 54.4226 | 85.631 | 85.2152 | 86.3362 | 85.2152 | 86.2164 | 85.2152 | 85.5112 | 85.2152 | 103 | 101.998
|  | 4452 | 7 | 108 | 12 | 186 | 5 | 4 | 27 | 14.11 | 8.24 | 253 | 99805 | 9.298 | 61.3078 | 31.8119 | 0.2 | 56.5033 | 56.5033 | 56.969 | 56.5033 | 57.2541 | 56.5033 | 56.5033 | 56.5033 | 88.8252 | 88.2146 | 89.6855 | 88.2146 | 89.887 | 88.2146 | 89.0268 | 88.2146 | 107 | 105.3856
|  | 4453 | 7 | 109 | 13 | 186 | 5 | 4 | 27 | 14.44 | 8.03 | 254 | 99809 | 9.513 | 64.2324 | 1.9877 | 0.2 | 54.4749 | 54.4749 | 54.5006 | 54.4749 | 55.2142 | 54.4749 | 54.4749 | 54.4749 | 85.5478 | 84.987 | 86.0887 | 84.987 | 86.5933 | 84.987 | 86.0524 | 84.987 | 103 | 101.4676
|  | 4454 | 7 | 110 | 14 | 186 | 5 | 4 | 27 | 14.7 | 8.34 | 256 | 99858 | 9.511 | 61.9301 | -28.4202 | 0.2 | 87.2574 | 87.2574 | 87.2574 | 87.2574 | 90.9533 | 87.2574 | 89.2575 | 87.2574 | 138.2188 | 135.2599 | 139.4179 | 135.2599 | 143.4456 | 135.2599 | 142.2464 | 135.2599 | 169 | 161.1197
|  | 4455 | 7 | 111 | 15 | 186 | 5 | 4 | 27 | 14.97 | 8.66 | 258 | 99907 | 9.511 | 55.475 | -52.1809 | 0.2 | 67.4911 | 67.4911 | 67.4911 | 67.4911 | 68.8042 | 67.4911 | 69.1828 | 67.4911 | 106.5963 | 105.3236 | 106.3286 | 105.3236 | 108.4533 | 105.3236 | 108.721 | 105.3236 | 129 | 125.887
|  | 4456 | 7 | 112 | 16 | 186 | 5 | 4 | 27 | 15.23 | 8.98 | 260 | 99956 | 9.502 | 46.8082 | -69.4697 | 0.2 | 46.6378 | 46.6378 | 46.6378 | 46.6378 | 46.6378 | 46.6378 | 46.6378 | 46.6378 | 73.3328 | 73.3328 | 73.3328 | 73.3328 | 73.3328 | 73.3328 | 73.3328 | 73.3328 | 88 | 88
|  | 4457 | 7 | 113 | 17 | 186 | 5 | 4 | 27 | 15.05 | 8.04 | 258 | 99979 | 9.523 | 37.1854 | -82.8834 | 0.2 | 57.889 | 57.889 | 57.889 | 57.889 | 58.1855 | 57.889 | 60.2639 | 57.889 | 92.0023 | 90.9281 | 90.9281 | 90.9281 | 92.4216 | 90.9281 | 93.8913 | 90.9281 | 111 | 109.1843
|  | 4458 | 7 | 114 | 18 | 186 | 5 | 4 | 27 | 14.86 | 7.1 | 256 | 100002 | 9.534 | 27.2817 | -94.3137 | 0.2 | 45.0204 | 44.9275 | 44.9275 | 44.9275 | 44.9275 | 44.9275 | 46.1584 | 44.9275 | 71.4038 | 70.888 | 70.888 | 70.888 | 71.2725 | 70.888 | 72.2085 | 70.888 | 86 | 85.3634
|  | 4459 | 7 | 115 | 19 | 186 | 5 | 4 | 27 | 14.68 | 6.17 | 253 | 100025 | 9.551 | 17.5133 | -104.9076 | 0.2 | 16.5743 | 16.5743 | 16.5743 | 16.5743 | 16.5743 | 16.5743 | 16.5743 | 16.5743 | 26.3943 | 26.3943 | 26.3943 | 26.3943 | 26.3943 | 26.3943 | 26.3943 | 26.3943 | 32 | 32
|  | 4460 | 7 | 116 | 20 | 186 | 5 | 4 | 27 | 14.38 | 5.68 | 249 | 100038 | 9.285 | 8.2103 | -115.4035 | 0.2 | 47.1543 | 27.8952 | 27.8952 | 27.8952 | 27.8952 | 27.8952 | 68.4485 | 27.8952 | 60.2484 | 42.0498 | 42.0498 | 42.0498 | 42.0498 | 42.0498 | 75.3056 | 42.0498 | 55.7455 | 49.2678
|  | 4461 | 7 | 117 | 21 | 186 | 5 | 4 | 27 | 14.08 | 5.19 | 244 | 100051 | 9.026 | 0 | -126.3284 | 0.2 | 0 | 0 | 0 | 0 | 0 | 0 | 0 | 0 | 0 | 0 | 0 | 0 | 0 | 0 | 0 | 0 | 0 | 0
|  | 4462 | 7 | 118 | 22 | 186 | 5 | 4 | 27 | 13.78 | 4.7 | 239 | 100064 | 8.773 | 0 | -138.0688 | 0.2 | 0 | 0 | 0 | 0 | 0 | 0 | 0 | 0 | 0 | 0 | 0 | 0 | 0 | 0 | 0 | 0 | 0 | 0
|  | 4463 | 7 | 119 | 23 | 186 | 5 | 4 | 27 | 13.87 | 4.86 | 235 | 100005 | 8.596 | 0 | -150.8483 | 0.2 | 0 | 0 | 0 | 0 | 0 | 0 | 0 | 0 | 0 | 0 | 0 | 0 | 0 | 0 | 0 | 0 | 0 | 0
|  | 4464 | 7 | 120 | 24 | 186 | 5 | 4 | 27 | 13.96 | 5.01 | 231 | 99946 | 8.417 | 0 | -164.6394 | 0.2 | 0 | 0 | 0 | 0 | 0 | 0 | 0 | 0 | 0 | 0 | 0 | 0 | 0 | 0 | 0 | 0 | 0 | 0
|  | 4465 | 7 | 121 | 1 | 187 | 6 | 5 | 27 | 14.05 | 5.16 | 226 | 99887 | 8.235 | 0 | -179.0471 | 0.2 | 0 | 0 | 0 | 0 | 0 | 0 | 0 | 0 | 0 | 0 | 0 | 0 | 0 | 0 | 0 | 0 | 0 | 0
|  | 4466 | 7 | 122 | 2 | 187 | 6 | 5 | 27 | 14.04 | 5.36 | 225 | 99835 | 8.078 | 0 | 166.4429 | 0.2 | 0 | 0 | 0 | 0 | 0 | 0 | 0 | 0 | 0 | 0 | 0 | 0 | 0 | 0 | 0 | 0 | 0 | 0
|  | 4467 | 7 | 123 | 3 | 187 | 6 | 5 | 27 | 14.02 | 5.55 | 223 | 99782 | 7.915 | 0 | 152.5255 | 0.2 | 0 | 0 | 0 | 0 | 0 | 0 | 0 | 0 | 0 | 0 | 0 | 0 | 0 | 0 | 0 | 0 | 0 | 0
|  | 4468 | 7 | 124 | 4 | 187 | 6 | 5 | 27 | 14.01 | 5.75 | 222 | 99730 | 7.758 | 0 | 139.5966 | 0.2 | 0 | 0 | 0 | 0 | 0 | 0 | 0 | 0 | 0 | 0 | 0 | 0 | 0 | 0 | 0 | 0 | 0 | 0
|  | 4469 | 7 | 125 | 5 | 187 | 6 | 5 | 27 | 14.3 | 6.13 | 224 | 99700 | 8.301 | 0 | 127.7224 | 0.2 | 0 | 0 | 0 | 0 | 0 | 0 | 0 | 0 | 0 | 0 | 0 | 0 | 0 | 0 | 0 | 0 | 0 | 0
|  | 4470 | 7 | 126 | 6 | 187 | 6 | 5 | 27 | 14.59 | 6.51 | 225 | 99671 | 8.862 | 6.9993 | 116.7047 | 0.2 | 2.5511 | 2.5511 | 2.5511 | 2.5511 | 2.5511 | 2.5511 | 2.5511 | 2.5511 | 4.0968 | 4.0968 | 4.0968 | 4.0968 | 4.0968 | 4.0968 | 4.0968 | 4.0968 | 5 | 5
|  | 4471 | 7 | 127 | 7 | 187 | 6 | 5 | 27 | 14.88 | 6.88 | 227 | 99641 | 9.442 | 16.2237 | 106.1734 | 0.2 | 17.097 | 17.097 | 17.097 | 17.097 | 17.097 | 17.097 | 17.097 | 17.097 | 27.2225 | 27.2225 | 27.2225 | 27.2225 | 27.2225 | 27.2225 | 27.2225 | 27.2225 | 33 | 33
|  | 4472 | 7 | 128 | 8 | 187 | 6 | 5 | 27 | 15.51 | 7.23 | 231 | 99655 | 9.752 | 25.9528 | 95.6201 | 0.2 | 26.6088 | 26.6088 | 26.6088 | 26.6088 | 26.6088 | 26.6088 | 26.6088 | 26.6088 | 42.2028 | 42.2028 | 42.2028 | 42.2028 | 42.2028 | 42.2028 | 42.2028 | 42.2028 | 51 | 51
|  | 4473 | 7 | 129 | 9 | 187 | 6 | 5 | 27 | 16.15 | 7.57 | 235 | 99668 | 10.075 | 35.8594 | 84.3409 | 0.2 | 38.3968 | 38.3968 | 38.3968 | 38.3968 | 38.3968 | 38.3968 | 38.3968 | 38.3968 | 60.6269 | 60.6269 | 60.6269 | 60.6269 | 60.6269 | 60.6269 | 60.6269 | 60.6269 | 73 | 73
|  | 4474 | 7 | 130 | 10 | 187 | 6 | 5 | 27 | 16.79 | 7.92 | 240 | 99681 | 10.406 | 45.5446 | 71.2582 | 0.2 | 84.5214 | 84.5214 | 91.6476 | 84.5214 | 86.9393 | 84.5214 | 84.5214 | 84.5214 | 135.3099 | 131.5963 | 142.0585 | 131.5963 | 138.7292 | 131.5963 | 131.9806 | 131.5963 | 165 | 157.3304
|  | 4475 | 7 | 131 | 11 | 187 | 6 | 5 | 27 | 17.59 | 8.32 | 246 | 99691 | 10.128 | 54.3802 | 54.5998 | 0.2 | 97.9238 | 97.9238 | 104.4583 | 97.9238 | 102.5676 | 97.9238 | 97.9238 | 97.9238 | 156.3233 | 151.6951 | 164.2276 | 151.6951 | 162.8907 | 151.6951 | 154.9864 | 151.6951 | 192 | 180.8108
|  | 4476 | 7 | 132 | 12 | 187 | 6 | 5 | 27 | 18.39 | 8.72 | 252 | 99700 | 9.792 | 61.2057 | 31.811 | 0.2 | 72.5506 | 72.5506 | 73.8084 | 72.5506 | 74.5783 | 72.5506 | 72.5506 | 72.5506 | 114.5088 | 112.8727 | 116.832 | 112.8727 | 117.3764 | 112.8727 | 115.0532 | 112.8727 | 139 | 134.6586
|  | 4477 | 7 | 133 | 13 | 187 | 6 | 5 | 27 | 19.19 | 9.12 | 258 | 99710 | 9.39 | 64.1368 | 2.0698 | 0.2 | 201.2672 | 201.2672 | 209.9714 | 201.2672 | 442.1124 | 201.2672 | 201.2672 | 201.2672 | 412.1282 | 230.9018 | 588.5863 | 230.9018 | 752.7348 | 230.9018 | 576.2767 | 230.9018 | 735.214 | 238.0758
|  | 4478 | 7 | 134 | 14 | 187 | 6 | 5 | 27 | 19.74 | 9.13 | 259 | 99717 | 9.498 | 61.8541 | -28.2756 | 0.2 | 202.0152 | 202.0152 | 202.0152 | 202.0152 | 389.8104 | 202.0152 | 303.0295 | 202.0152 | 393.1846 | 244.1278 | 454.548 | 244.1278 | 658.7672 | 244.1278 | 597.4038 | 244.1278 | 655.4561 | 256.8628
|  | 4479 | 7 | 135 | 15 | 187 | 6 | 5 | 27 | 20.29 | 9.14 | 261 | 99723 | 9.599 | 55.4187 | -52.031 | 0.2 | 150.1946 | 150.1946 | 150.1946 | 150.1946 | 464.3609 | 150.1946 | 552.7575 | 150.1946 | 409.1781 | 107.5475 | 346.6723 | 107.5475 | 853.4764 | 107.5475 | 915.9822 | 107.5475 | 810.5743 | 69.8378
|  | 4480 | 7 | 136 | 16 | 187 | 6 | 5 | 27 | 20.84 | 9.14 | 262 | 99730 | 9.696 | 46.7637 | -69.3356 | 0.2 | 171.7944 | 171.7944 | 171.7944 | 171.7944 | 305.9747 | 171.7944 | 527.5601 | 171.7944 | 384.4554 | 193.3895 | 227.7709 | 193.3895 | 574.2149 | 193.3895 | 730.8995 | 193.3895 | 597.7308 | 193.3425
|  | 4481 | 7 | 137 | 17 | 187 | 6 | 5 | 27 | 20.48 | 8.06 | 264 | 99753 | 9.498 | 37.1461 | -82.7652 | 0.2 | 125.5622 | 125.5622 | 125.5622 | 125.5622 | 208.6624 | 125.5622 | 780.171 | 125.5622 | 399.1438 | 104.4318 | 104.4318 | 104.4318 | 516.6652 | 104.4318 | 920.7828 | 104.4318 | 579.1565 | 79.2707
|  | 4482 | 7 | 138 | 18 | 187 | 6 | 5 | 27 | 20.11 | 6.97 | 266 | 99776 | 9.299 | 27.2429 | -94.2076 | 0.2 | 150.218 | 121.4964 | 121.4964 | 121.4964 | 121.4964 | 121.4964 | 511.9033 | 121.4964 | 307.9236 | 145.0934 | 145.0934 | 145.0934 | 267.305 | 145.0934 | 563.6737 | 145.0934 | 348.8169 | 147.2619
|  | 4483 | 7 | 139 | 19 | 187 | 6 | 5 | 27 | 19.75 | 5.89 | 268 | 99799 | 9.108 | 17.4716 | -104.81 | 0.2 | 209.2807 | 86.5557 | 86.5557 | 86.5557 | 86.5557 | 86.5557 | 550.7231 | 86.5557 | 293.7288 | 100.0922 | 100.0922 | 100.0922 | 120.1695 | 100.0922 | 535.165 | 100.0922 | 249.5697 | 98.4512
|  | 4484 | 7 | 140 | 20 | 187 | 6 | 5 | 27 | 18.8 | 5.3 | 266 | 99838 | 8.662 | 8.163 | -115.3121 | 0.2 | 176.3212 | 49.7792 | 49.7792 | 49.7792 | 49.7792 | 49.7792 | 317.3341 | 49.7792 | 185.0402 | 65.5411 | 65.5411 | 65.5411 | 65.5411 | 65.5411 | 284.7514 | 65.5411 | 112.4551 | 70
|  | 4485 | 7 | 141 | 21 | 187 | 6 | 5 | 27 | 17.86 | 4.7 | 264 | 99877 | 8.239 | 0 | -126.2425 | 0.2 | 0 | 0 | 0 | 0 | 0 | 0 | 0 | 0 | 0 | 0 | 0 | 0 | 0 | 0 | 0 | 0 | 0 | 0
|  | 4486 | 7 | 142 | 22 | 187 | 6 | 5 | 27 | 16.91 | 4.11 | 262 | 99917 | 7.828 | 0 | -137.9892 | 0.2 | 0 | 0 | 0 | 0 | 0 | 0 | 0 | 0 | 0 | 0 | 0 | 0 | 0 | 0 | 0 | 0 | 0 | 0
|  | 4487 | 7 | 143 | 23 | 187 | 6 | 5 | 27 | 16.39 | 3.75 | 259 | 99940 | 7.804 | 0 | -150.7775 | 0.2 | 0 | 0 | 0 | 0 | 0 | 0 | 0 | 0 | 0 | 0 | 0 | 0 | 0 | 0 | 0 | 0 | 0 | 0
|  | 4488 | 7 | 144 | 24 | 187 | 6 | 5 | 27 | 15.87 | 3.38 | 257 | 99963 | 7.771 | 0 | -164.5814 | 0.2 | 0 | 0 | 0 | 0 | 0 | 0 | 0 | 0 | 0 | 0 | 0 | 0 | 0 | 0 | 0 | 0 | 0 | 0
|  | 4489 | 7 | 145 | 1 | 188 | 7 | 6 | 27 | 15.34 | 3.02 | 255 | 99985 | 7.727 | 0 | -179.0072 | 0.2 | 0 | 0 | 0 | 0 | 0 | 0 | 0 | 0 | 0 | 0 | 0 | 0 | 0 | 0 | 0 | 0 | 0 | 0
|  | 4490 | 7 | 146 | 2 | 188 | 7 | 6 | 27 | 14.83 | 2.79 | 251 | 100005 | 7.728 | 0 | 166.4629 | 0.2 | 0 | 0 | 0 | 0 | 0 | 0 | 0 | 0 | 0 | 0 | 0 | 0 | 0 | 0 | 0 | 0 | 0 | 0
|  | 4491 | 7 | 147 | 3 | 188 | 7 | 6 | 27 | 14.33 | 2.55 | 247 | 100025 | 7.725 | 0 | 152.5265 | 0.2 | 0 | 0 | 0 | 0 | 0 | 0 | 0 | 0 | 0 | 0 | 0 | 0 | 0 | 0 | 0 | 0 | 0 | 0
|  | 4492 | 7 | 148 | 4 | 188 | 7 | 6 | 27 | 13.82 | 2.32 | 243 | 100044 | 7.708 | 0 | 139.5818 | 0.2 | 0 | 0 | 0 | 0 | 0 | 0 | 0 | 0 | 0 | 0 | 0 | 0 | 0 | 0 | 0 | 0 | 0 | 0
|  | 4493 | 7 | 149 | 5 | 188 | 7 | 6 | 27 | 14.56 | 2.56 | 240 | 100067 | 8.014 | 0 | 127.6951 | 0.2 | 0 | 0 | 0 | 0 | 0 | 0 | 0 | 0 | 0 | 0 | 0 | 0 | 0 | 0 | 0 | 0 | 0 | 0
|  | 4494 | 7 | 150 | 6 | 188 | 7 | 6 | 27 | 15.3 | 2.8 | 237 | 100090 | 8.329 | 6.8981 | 116.6676 | 0.2 | 1.5281 | 1.5281 | 1.5281 | 1.5281 | 1.5281 | 1.5281 | 1.5281 | 1.5281 | 2.4563 | 2.4563 | 2.4563 | 2.4563 | 2.4563 | 2.4563 | 2.4563 | 2.4563 | 3 | 3
|  | 4495 | 7 | 151 | 7 | 188 | 7 | 6 | 27 | 16.04 | 3.05 | 234 | 100113 | 8.654 | 16.1251 | 106.1284 | 0.2 | 14.4791 | 14.4791 | 14.4791 | 14.4791 | 14.4791 | 14.4791 | 14.4791 | 14.4791 | 23.0785 | 23.0785 | 23.0785 | 23.0785 | 23.0785 | 23.0785 | 23.0785 | 23.0785 | 28 | 28
|  | 4496 | 7 | 152 | 8 | 188 | 7 | 6 | 27 | 17.55 | 3.76 | 241 | 100117 | 8.77 | 25.8558 | 95.5683 | 0.2 | 130.9776 | 96.6355 | 448.8892 | 96.6355 | 96.6355 | 96.6355 | 96.6355 | 96.6355 | 255.5366 | 109.9711 | 480.334 | 109.9711 | 206.9695 | 109.9711 | 109.9711 | 109.9711 | 277.8122 | 106.2936
|  | 4497 | 7 | 153 | 9 | 188 | 7 | 6 | 27 | 19.07 | 4.47 | 249 | 100120 | 8.816 | 35.7624 | 84.2834 | 0.2 | 128.6735 | 128.6735 | 619.1505 | 128.6735 | 177.7728 | 128.6735 | 128.6735 | 128.6735 | 343.931 | 127.6127 | 725.469 | 127.6127 | 413.3679 | 127.6127 | 127.6127 | 127.6127 | 466.9571 | 111.9375
|  | 4498 | 7 | 154 | 10 | 188 | 7 | 6 | 27 | 20.59 | 5.19 | 257 | 100123 | 8.772 | 45.4454 | 71.1985 | 0.2 | 157.2936 | 157.2936 | 359.3247 | 157.2936 | 226.0766 | 157.2936 | 157.2936 | 157.2936 | 307.3672 | 202.7292 | 498.8616 | 202.7292 | 404.641 | 202.7292 | 213.1465 | 202.7292 | 435.885 | 219.1216
|  | 4499 | 7 | 155 | 11 | 188 | 7 | 6 | 27 | 21.55 | 5.23 | 260 | 100103 | 8.614 | 54.2766 | 54.5493 | 0.2 | 144.6895 | 144.6895 | 561.0796 | 144.6895 | 441.1577 | 144.6895 | 144.6895 | 144.6895 | 396.233 | 103.3069 | 900.2999 | 103.3069 | 815.5024 | 103.3069 | 311.4354 | 103.3069 | 777.097 | 66.3687
|  | 4500 | 7 | 156 | 12 | 188 | 7 | 6 | 27 | 22.51 | 5.28 | 264 | 100084 | 8.402 | 61.0982 | 31.8019 | 0.2 | 145.1914 | 145.1914 | 383.7495 | 145.1914 | 529.9183 | 145.1914 | 145.1914 | 145.1914 | 398.785 | 91.0162 | 839.5141 | 91.0162 | 942.871 | 91.0162 | 502.1419 | 91.0162 | 868.639 | 48.6613
|  | 4501 | 7 | 157 | 13 | 188 | 7 | 6 | 27 | 23.47 | 5.32 | 267 | 100064 | 8.127 | 64.0347 | 2.1473 | 0.2 | 174.2866 | 174.2866 | 187.0834 | 174.2866 | 515.5749 | 174.2866 | 174.2866 | 174.2866 | 414.2203 | 159.6444 | 664.5962 | 159.6444 | 896.8748 | 159.6444 | 646.4988 | 159.6444 | 844.0464 | 142.7335
|  | 4502 | 7 | 158 | 14 | 188 | 7 | 6 | 27 | 23.77 | 5.2 | 268 | 100054 | 8.549 | 61.7713 | -28.1301 | 0.2 | 192.4095 | 192.4095 | 192.4095 | 192.4095 | 237.9516 | 192.4095 | 216.7575 | 192.4095 | 321.7244 | 285.9064 | 336.7109 | 285.9064 | 386.1306 | 285.9064 | 371.1442 | 285.9064 | 431.6611 | 335.4648
|  | 4503 | 7 | 159 | 15 | 188 | 7 | 6 | 27 | 24.08 | 5.09 | 268 | 100044 | 8.989 | 55.3557 | -51.8772 | 0.2 | 193.9923 | 193.9923 | 193.9923 | 193.9923 | 293.2835 | 193.9923 | 320.5193 | 193.9923 | 355.9724 | 261.5969 | 336.7138 | 261.5969 | 496.3915 | 261.5969 | 515.6501 | 261.5969 | 525.107 | 292.3485
|  | 4504 | 7 | 160 | 16 | 188 | 7 | 6 | 27 | 24.38 | 4.97 | 269 | 100035 | 9.438 | 46.7131 | -69.1969 | 0.2 | 161.827 | 161.827 | 161.827 | 161.827 | 205.8309 | 161.827 | 277.6493 | 161.827 | 289.0446 | 227.1475 | 238.2613 | 227.1475 | 351.2755 | 227.1475 | 402.0589 | 227.1475 | 389.2209 | 257.6812
|  | 4505 | 7 | 161 | 17 | 188 | 7 | 6 | 27 | 23.84 | 4.3 | 278 | 100035 | 9.731 | 37.101 | -82.6427 | 0.2 | 130.3409 | 130.3409 | 130.3409 | 130.3409 | 144.3276 | 130.3409 | 238.6642 | 130.3409 | 235.4193 | 186.8972 | 186.8972 | 186.8972 | 255.1995 | 186.8972 | 321.9056 | 186.8972 | 296.6469 | 214.0396
|  | 4506 | 7 | 162 | 18 | 188 | 7 | 6 | 27 | 23.29 | 3.63 | 287 | 100035 | 9.988 | 27.1983 | -94.0974 | 0.2 | 111.3902 | 102.6828 | 102.6828 | 102.6828 | 102.6828 | 102.6828 | 224.2336 | 102.6828 | 198.6419 | 148.2029 | 148.2029 | 148.2029 | 186.3279 | 148.2029 | 278.4343 | 148.2029 | 233.1275 | 170.5033
|  | 4507 | 7 | 163 | 19 | 188 | 7 | 6 | 27 | 22.75 | 2.97 | 295 | 100035 | 10.223 | 17.424 | -104.7088 | 0.2 | 51.277 | 47.2635 | 47.2635 | 47.2635 | 47.2635 | 47.2635 | 62.5525 | 47.2635 | 80.3922 | 74.0463 | 74.0463 | 74.0463 | 74.7162 | 74.0463 | 88.3651 | 74.0463 | 94 | 89.0391
|  | 4508 | 7 | 164 | 20 | 188 | 7 | 6 | 27 | 21.02 | 2.68 | 310 | 100071 | 10.181 | 8.1097 | -115.2177 | 0.2 | 228.6796 | 40.751 | 40.751 | 40.751 | 40.751 | 40.751 | 439.7995 | 40.751 | 227.0257 | 49.6972 | 49.6972 | 49.6972 | 49.6972 | 49.6972 | 376.31 | 49.6972 | 114.065 | 51.2132
|  | 4509 | 7 | 165 | 21 | 188 | 7 | 6 | 27 | 19.29 | 2.4 | 324 | 100107 | 10.027 | 0 | -126.1541 | 0.2 | 0 | 0 | 0 | 0 | 0 | 0 | 0 | 0 | 0 | 0 | 0 | 0 | 0 | 0 | 0 | 0 | 0 | 0
|  | 4510 | 7 | 166 | 22 | 188 | 7 | 6 | 27 | 17.56 | 2.11 | 339 | 100143 | 9.784 | 0 | -137.9078 | 0.2 | 0 | 0 | 0 | 0 | 0 | 0 | 0 | 0 | 0 | 0 | 0 | 0 | 0 | 0 | 0 | 0 | 0 | 0
|  | 4511 | 7 | 167 | 23 | 188 | 7 | 6 | 27 | 16.98 | 1.82 | 12 | 100159 | 9.429 | 0 | -150.7058 | 0.2 | 0 | 0 | 0 | 0 | 0 | 0 | 0 | 0 | 0 | 0 | 0 | 0 | 0 | 0 | 0 | 0 | 0 | 0
|  | 4512 | 7 | 168 | 24 | 188 | 7 | 6 | 27 | 16.39 | 1.53 | 45 | 100176 | 9.078 | 0 | -164.5235 | 0.2 | 0 | 0 | 0 | 0 | 0 | 0 | 0 | 0 | 0 | 0 | 0 | 0 | 0 | 0 | 0 | 0 | 0 | 0
|  | 4513 | 7 | 169 | 1 | 189 | 8 | 7 | 27 | 15.8 | 1.24 | 78 | 100192 | 8.74 | 0 | -178.9688 | 0.2 | 0 | 0 | 0 | 0 | 0 | 0 | 0 | 0 | 0 | 0 | 0 | 0 | 0 | 0 | 0 | 0 | 0 | 0
|  | 4514 | 7 | 170 | 2 | 189 | 8 | 7 | 27 | 15.23 | 1.24 | 93 | 100179 | 8.675 | 0 | 166.4801 | 0.2 | 0 | 0 | 0 | 0 | 0 | 0 | 0 | 0 | 0 | 0 | 0 | 0 | 0 | 0 | 0 | 0 | 0 | 0
|  | 4515 | 7 | 171 | 3 | 189 | 8 | 7 | 27 | 14.67 | 1.23 | 109 | 100166 | 8.608 | 0 | 152.5238 | 0.2 | 0 | 0 | 0 | 0 | 0 | 0 | 0 | 0 | 0 | 0 | 0 | 0 | 0 | 0 | 0 | 0 | 0 | 0
|  | 4516 | 7 | 172 | 4 | 189 | 8 | 7 | 27 | 14.1 | 1.23 | 124 | 100153 | 8.528 | 0 | 139.5624 | 0.2 | 0 | 0 | 0 | 0 | 0 | 0 | 0 | 0 | 0 | 0 | 0 | 0 | 0 | 0 | 0 | 0 | 0 | 0
|  | 4517 | 7 | 173 | 5 | 189 | 8 | 7 | 27 | 15.28 | 1.33 | 118 | 100143 | 9.203 | 0 | 127.6627 | 0.2 | 0 | 0 | 0 | 0 | 0 | 0 | 0 | 0 | 0 | 0 | 0 | 0 | 0 | 0 | 0 | 0 | 0 | 0
|  | 4518 | 7 | 174 | 6 | 189 | 8 | 7 | 27 | 16.47 | 1.44 | 113 | 100133 | 9.932 | 6.7929 | 116.6251 | 0.2 | 2.0391 | 2.0391 | 2.0391 | 2.0391 | 2.0391 | 2.0391 | 2.0391 | 2.0391 | 3.2762 | 3.2762 | 3.2762 | 3.2762 | 3.2762 | 3.2762 | 3.2762 | 3.2762 | 4 | 4
|  | 4519 | 7 | 175 | 7 | 189 | 8 | 7 | 27 | 17.66 | 1.54 | 107 | 100123 | 10.712 | 16.0229 | 106.0775 | 0.2 | 27.1352 | 27.1352 | 27.1352 | 27.1352 | 27.1352 | 27.1352 | 27.1352 | 27.1352 | 43.0336 | 43.0336 | 43.0336 | 43.0336 | 43.0336 | 43.0336 | 43.0336 | 43.0336 | 52 | 52
|  | 4520 | 7 | 176 | 8 | 189 | 8 | 7 | 27 | 19.71 | 1.35 | 102 | 100100 | 11.073 | 25.7553 | 95.5101 | 0.2 | 125.6281 | 96.0375 | 402.7805 | 96.0375 | 96.0375 | 96.0375 | 96.0375 | 96.0375 | 238.0215 | 111.9673 | 433.9978 | 111.9673 | 196.1741 | 111.9673 | 111.9673 | 111.9673 | 258.1825 | 109.5055
|  | 4521 | 7 | 177 | 9 | 189 | 8 | 7 | 27 | 21.77 | 1.15 | 97 | 100077 | 11.313 | 35.6619 | 84.2189 | 0.2 | 128.7061 | 128.7061 | 402.3577 | 128.7061 | 156.4112 | 128.7061 | 128.7061 | 128.7061 | 277.1945 | 157.2257 | 490.2859 | 157.2257 | 316.3754 | 157.2257 | 157.2257 | 157.2257 | 359.5894 | 162.2229
|  | 4522 | 7 | 178 | 10 | 189 | 8 | 7 | 27 | 23.82 | 0.95 | 92 | 100054 | 11.382 | 45.3425 | 71.1309 | 0.2 | 157.6216 | 157.6216 | 468.9488 | 157.6216 | 264.025 | 157.6216 | 157.6216 | 157.6216 | 341.4886 | 181.2852 | 636.8688 | 181.2852 | 491.9658 | 181.2852 | 196.5856 | 181.2852 | 515.3151 | 182.3498
|  | 4523 | 7 | 179 | 11 | 189 | 8 | 7 | 27 | 24.73 | 1.47 | 146 | 100005 | 11.432 | 54.1687 | 54.4902 | 0.2 | 182.3543 | 182.3543 | 375.6213 | 182.3543 | 320.2602 | 182.3543 | 182.3543 | 182.3543 | 359.8554 | 224.8604 | 594.03 | 224.8604 | 554.8838 | 224.8604 | 320.7092 | 224.8604 | 567.6786 | 238.861
|  | 4524 | 7 | 180 | 12 | 189 | 8 | 7 | 27 | 25.63 | 1.98 | 200 | 99956 | 11.437 | 60.9851 | 31.7846 | 0.2 | 195.8064 | 195.8064 | 261.9677 | 195.8064 | 302.5777 | 195.8064 | 195.8064 | 195.8064 | 349.1476 | 264.5116 | 471.4294 | 264.5116 | 500.1451 | 264.5116 | 377.8632 | 264.5116 | 521.8034 | 295.3387
|  | 4525 | 7 | 181 | 13 | 189 | 8 | 7 | 27 | 26.54 | 2.5 | 254 | 99907 | 11.411 | 63.9259 | 2.2202 | 0.2 | 64.0915 | 64.0915 | 64.1471 | 64.0915 | 65.5266 | 64.0915 | 64.0915 | 64.0915 | 100.8592 | 99.7987 | 101.9133 | 99.7987 | 102.8887 | 99.7987 | 101.8346 | 99.7987 | 122 | 119.0651
|  | 4526 | 7 | 182 | 14 | 189 | 8 | 7 | 27 | 25.41 | 2.6 | 249 | 99881 | 11.008 | 61.6815 | -27.984 | 0.2 | 74.0422 | 74.0422 | 74.0422 | 74.0422 | 76.2676 | 74.0422 | 75.2247 | 74.0422 | 116.8688 | 115.1355 | 117.6063 | 115.1355 | 120.0161 | 115.1355 | 119.2786 | 115.1355 | 142 | 137.3232
|  | 4527 | 7 | 183 | 15 | 189 | 8 | 7 | 27 | 24.29 | 2.7 | 243 | 99854 | 10.611 | 55.2863 | -51.7198 | 0.2 | 135.783 | 135.783 | 135.783 | 135.783 | 148.3431 | 135.783 | 151.6982 | 135.783 | 219.7466 | 207.9345 | 217.3742 | 207.9345 | 237.5093 | 207.9345 | 239.8817 | 207.9345 | 275.97 | 246.705
|  | 4528 | 7 | 184 | 16 | 189 | 8 | 7 | 27 | 23.16 | 2.8 | 238 | 99828 | 10.206 | 46.6564 | -69.0539 | 0.2 | 174.9455 | 174.9455 | 174.9455 | 174.9455 | 241.9689 | 174.9455 | 350.0396 | 174.9455 | 331.4739 | 238.4002 | 255.0564 | 238.4002 | 426.2594 | 238.4002 | 502.6769 | 238.4002 | 466.7026 | 268.053
|  | 4529 | 7 | 185 | 17 | 189 | 8 | 7 | 27 | 22.84 | 2.34 | 232 | 99799 | 10.892 | 37.0499 | -82.5158 | 0.2 | 84.0223 | 84.0223 | 84.0223 | 84.0223 | 85.6537 | 84.0223 | 96.4409 | 84.0223 | 136.3415 | 130.809 | 130.809 | 130.809 | 138.6487 | 130.809 | 146.2764 | 130.809 | 166 | 156.5444
|  | 4530 | 7 | 186 | 18 | 189 | 8 | 7 | 27 | 22.52 | 1.89 | 225 | 99769 | 11.547 | 27.1478 | -93.9833 | 0.2 | 45.5091 | 45.4078 | 45.4078 | 45.4078 | 45.4078 | 45.4078 | 46.8628 | 45.4078 | 72.231 | 71.6305 | 71.6305 | 71.6305 | 72.0877 | 71.6305 | 73.1882 | 71.6305 | 87 | 86.2521
|  | 4531 | 7 | 187 | 19 | 189 | 8 | 7 | 27 | 22.21 | 1.43 | 219 | 99740 | 12.184 | 17.3704 | -104.6041 | 0.2 | 16.574 | 16.574 | 16.574 | 16.574 | 16.574 | 16.574 | 16.574 | 16.574 | 26.3941 | 26.3941 | 26.3941 | 26.3941 | 26.3941 | 26.3941 | 26.3941 | 26.3941 | 32 | 32
|  | 4532 | 7 | 188 | 20 | 189 | 8 | 7 | 27 | 20.8 | 1.58 | 210 | 99723 | 12.165 | 8.0502 | -115.1202 | 0.2 | 10.8425 | 10.8425 | 10.8425 | 10.8425 | 10.8425 | 10.8425 | 10.8425 | 10.8425 | 17.2969 | 17.2969 | 17.2969 | 17.2969 | 17.2969 | 17.2969 | 17.2969 | 17.2969 | 21 | 21
|  | 4533 | 7 | 189 | 21 | 189 | 8 | 7 | 27 | 19.4 | 1.72 | 201 | 99707 | 12.061 | 0 | -126.0632 | 0.2 | 0 | 0 | 0 | 0 | 0 | 0 | 0 | 0 | 0 | 0 | 0 | 0 | 0 | 0 | 0 | 0 | 0 | 0
|  | 4534 | 7 | 190 | 22 | 189 | 8 | 7 | 27 | 17.99 | 1.86 | 192 | 99691 | 11.87 | 0 | -137.8246 | 0.2 | 0 | 0 | 0 | 0 | 0 | 0 | 0 | 0 | 0 | 0 | 0 | 0 | 0 | 0 | 0 | 0 | 0 | 0
|  | 4535 | 7 | 191 | 23 | 189 | 8 | 7 | 27 | 17.99 | 1.67 | 199 | 99641 | 12.178 | 0 | -150.6332 | 0.2 | 0 | 0 | 0 | 0 | 0 | 0 | 0 | 0 | 0 | 0 | 0 | 0 | 0 | 0 | 0 | 0 | 0 | 0
|  | 4536 | 7 | 192 | 24 | 189 | 8 | 7 | 27 | 17.98 | 1.48 | 205 | 99592 | 12.477 | 0 | -164.4659 | 0.2 | 0 | 0 | 0 | 0 | 0 | 0 | 0 | 0 | 0 | 0 | 0 | 0 | 0 | 0 | 0 | 0 | 0 | 0
|  | 4537 | 7 | 193 | 1 | 190 | 9 | 1 | 28 | 17.97 | 1.28 | 212 | 99543 | 12.777 | 0 | -178.9322 | 0.2 | 0 | 0 | 0 | 0 | 0 | 0 | 0 | 0 | 0 | 0 | 0 | 0 | 0 | 0 | 0 | 0 | 0 | 0
|  | 4538 | 7 | 194 | 2 | 190 | 9 | 1 | 28 | 17.69 | 2.05 | 224 | 99569 | 12.457 | 0 | 166.4944 | 0.2 | 0 | 0 | 0 | 0 | 0 | 0 | 0 | 0 | 0 | 0 | 0 | 0 | 0 | 0 | 0 | 0 | 0 | 0
|  | 4539 | 7 | 195 | 3 | 190 | 9 | 1 | 28 | 17.4 | 2.82 | 237 | 99596 | 12.135 | 0 | 152.5171 | 0.2 | 0 | 0 | 0 | 0 | 0 | 0 | 0 | 0 | 0 | 0 | 0 | 0 | 0 | 0 | 0 | 0 | 0 | 0
|  | 4540 | 7 | 196 | 4 | 190 | 9 | 1 | 28 | 17.12 | 3.59 | 249 | 99622 | 11.829 | 0 | 139.5384 | 0.2 | 0 | 0 | 0 | 0 | 0 | 0 | 0 | 0 | 0 | 0 | 0 | 0 | 0 | 0 | 0 | 0 | 0 | 0
|  | 4541 | 7 | 197 | 5 | 190 | 9 | 1 | 28 | 16.9 | 3.51 | 262 | 99651 | 11.681 | 0 | 127.6253 | 0.2 | 0 | 0 | 0 | 0 | 0 | 0 | 0 | 0 | 0 | 0 | 0 | 0 | 0 | 0 | 0 | 0 | 0 | 0
|  | 4542 | 7 | 198 | 6 | 190 | 9 | 1 | 28 | 16.69 | 3.43 | 274 | 99681 | 11.542 | 6.6838 | 116.5771 | 0.2 | 11.3879 | 11.3879 | 11.3879 | 11.3879 | 11.3879 | 11.3879 | 11.3879 | 11.3879 | 18.1412 | 18.1412 | 18.1412 | 18.1412 | 18.1412 | 18.1412 | 18.1412 | 18.1412 | 22 | 22
|  | 4543 | 7 | 199 | 7 | 190 | 9 | 1 | 28 | 16.48 | 3.35 | 286 | 99710 | 11.405 | 15.917 | 106.0207 | 0.2 | 141.9845 | 60.676 | 343.8458 | 60.676 | 60.676 | 60.676 | 60.676 | 60.676 | 185.5087 | 68.6058 | 328.2461 | 68.6058 | 70.5211 | 68.6058 | 68.6058 | 68.6058 | 147.6518 | 63.6347
|  | 4544 | 7 | 200 | 8 | 190 | 9 | 1 | 28 | 16.55 | 3.31 | 291 | 99717 | 11.298 | 25.6514 | 95.4455 | 0.2 | 112.492 | 91.4481 | 312.1974 | 91.4481 | 91.4481 | 91.4481 | 91.4481 | 91.4481 | 205.9179 | 115.7382 | 347.1309 | 115.7382 | 176.1573 | 115.7382 | 115.7382 | 115.7382 | 227.484 | 120.9946
|  | 4545 | 7 | 201 | 9 | 190 | 9 | 1 | 28 | 16.63 | 3.27 | 296 | 99723 | 11.198 | 35.558 | 84.1474 | 0.2 | 64.5677 | 64.5677 | 69.5196 | 64.5677 | 65.0753 | 64.5677 | 64.5677 | 64.5677 | 103.3566 | 101.1995 | 107.217 | 101.1995 | 104.0745 | 101.1995 | 101.1995 | 101.1995 | 125 | 121.4418
|  | 4546 | 7 | 202 | 10 | 190 | 9 | 1 | 28 | 16.7 | 3.23 | 301 | 99730 | 11.089 | 45.2359 | 71.0556 | 0.2 | 108.5691 | 108.5691 | 125.6783 | 108.5691 | 114.4417 | 108.5691 | 108.5691 | 108.5691 | 176.3914 | 167.6473 | 192.642 | 167.6473 | 184.6965 | 167.6473 | 168.4459 | 167.6473 | 218.0579 | 199.8194
|  | 4547 | 7 | 203 | 11 | 190 | 9 | 1 | 28 | 17.02 | 3.54 | 298 | 99704 | 10.162 | 54.0564 | 54.4226 | 0.2 | 115.4722 | 115.4722 | 126.209 | 115.4722 | 123.1526 | 115.4722 | 115.4722 | 115.4722 | 185.4643 | 178.0206 | 198.4872 | 178.0206 | 196.326 | 178.0206 | 183.3031 | 178.0206 | 230 | 211.7927
|  | 4548 | 7 | 204 | 12 | 190 | 9 | 1 | 28 | 17.34 | 3.85 | 295 | 99677 | 9.195 | 60.8667 | 31.7592 | 0.2 | 187.4391 | 187.4391 | 215.5376 | 187.4391 | 232.8295 | 187.4391 | 187.4391 | 187.4391 | 314.0952 | 278.464 | 366.0598 | 278.464 | 378.287 | 278.464 | 326.3225 | 278.464 | 422.6426 | 326.862
|  | 4549 | 7 | 205 | 13 | 190 | 9 | 1 | 28 | 17.66 | 4.17 | 292 | 99651 | 8.186 | 63.8107 | 2.2882 | 0.2 | 177.6482 | 177.6482 | 190.9296 | 177.6482 | 510.033 | 177.6482 | 177.6482 | 177.6482 | 410.3588 | 167.1369 | 654.7818 | 167.1369 | 880.422 | 167.1369 | 635.999 | 167.1369 | 827.9866 | 151.6341
|  | 4550 | 7 | 206 | 14 | 190 | 9 | 1 | 28 | 17.6 | 4.34 | 286 | 99674 | 7.519 | 61.5849 | -27.8376 | 0.2 | 182.6335 | 182.6335 | 182.6335 | 182.6335 | 481.4482 | 182.6335 | 340.431 | 182.6335 | 410.7303 | 180.3811 | 510.4445 | 180.3811 | 833.318 | 180.3811 | 733.6039 | 180.3811 | 792.7288 | 168.1512
|  | 4551 | 7 | 207 | 15 | 190 | 9 | 1 | 28 | 17.53 | 4.51 | 279 | 99697 | 6.856 | 55.2103 | -51.559 | 0.2 | 186.6715 | 186.6715 | 186.6715 | 186.6715 | 230.7184 | 186.6715 | 242.1632 | 186.6715 | 317.7722 | 276.81 | 309.6795 | 276.81 | 380.064 | 276.81 | 388.1567 | 276.81 | 426.9747 | 324.9984
|  | 4552 | 7 | 208 | 16 | 190 | 9 | 1 | 28 | 17.47 | 4.68 | 273 | 99720 | 6.203 | 46.5935 | -68.9067 | 0.2 | 35.9325 | 35.9325 | 35.9325 | 35.9325 | 35.9325 | 35.9325 | 35.9325 | 35.9325 | 56.5914 | 56.5914 | 56.5914 | 56.5914 | 56.5914 | 56.5914 | 56.5914 | 56.5914 | 68 | 68
|  | 4553 | 7 | 209 | 17 | 190 | 9 | 1 | 28 | 16.76 | 4.25 | 268 | 99714 | 6.437 | 36.9929 | -82.3849 | 0.2 | 128.268 | 128.268 | 128.268 | 128.268 | 142.0768 | 128.268 | 231.5527 | 128.268 | 230.0751 | 184.3295 | 184.3295 | 184.3295 | 249.6037 | 184.3295 | 312.8727 | 184.3295 | 289.7687 | 211.2658
|  | 4554 | 7 | 210 | 18 | 190 | 9 | 1 | 28 | 16.04 | 3.83 | 262 | 99707 | 6.632 | 27.0915 | -93.8655 | 0.2 | 136.3438 | 117.7968 | 117.7968 | 117.7968 | 117.7968 | 117.7968 | 392.2908 | 117.7968 | 263.1471 | 150.5181 | 150.5181 | 150.5181 | 236.9177 | 150.5181 | 444.129 | 150.5181 | 300.0368 | 159.3023
|  | 4555 | 7 | 211 | 19 | 190 | 9 | 1 | 28 | 15.33 | 3.41 | 257 | 99700 | 6.8 | 17.311 | -104.496 | 0.2 | 231.2567 | 74.5553 | 74.5553 | 74.5553 | 74.5553 | 74.5553 | 680.6486 | 74.5553 | 325.4187 | 76.6462 | 76.6462 | 76.6462 | 103.8094 | 76.6462 | 643.1868 | 76.6462 | 264.9179 | 69.8019
|  | 4556 | 7 | 212 | 20 | 190 | 9 | 1 | 28 | 14.29 | 3.28 | 252 | 99723 | 6.933 | 7.9847 | -115.0198 | 0.2 | 259.1855 | 40.0172 | 40.0172 | 40.0172 | 40.0172 | 40.0172 | 509.6007 | 40.0172 | 251.9545 | 45.5803 | 45.5803 | 45.5803 | 45.5803 | 45.5803 | 429.0248 | 45.5803 | 116.9446 | 44.2558
|  | 4557 | 7 | 213 | 21 | 190 | 9 | 1 | 28 | 13.26 | 3.15 | 248 | 99746 | 7.021 | 0 | -125.9699 | 0.2 | 0 | 0 | 0 | 0 | 0 | 0 | 0 | 0 | 0 | 0 | 0 | 0 | 0 | 0 | 0 | 0 | 0 | 0
|  | 4558 | 7 | 214 | 22 | 190 | 9 | 1 | 28 | 12.23 | 3.02 | 243 | 99769 | 7.064 | 0 | -137.7397 | 0.2 | 0 | 0 | 0 | 0 | 0 | 0 | 0 | 0 | 0 | 0 | 0 | 0 | 0 | 0 | 0 | 0 | 0 | 0
|  | 4559 | 7 | 215 | 23 | 190 | 9 | 1 | 28 | 12.06 | 3.24 | 245 | 99756 | 7.377 | 0 | -150.5598 | 0.2 | 0 | 0 | 0 | 0 | 0 | 0 | 0 | 0 | 0 | 0 | 0 | 0 | 0 | 0 | 0 | 0 | 0 | 0
|  | 4560 | 7 | 216 | 24 | 190 | 9 | 1 | 28 | 11.89 | 3.45 | 247 | 99743 | 7.683 | 0 | -164.4088 | 0.2 | 0 | 0 | 0 | 0 | 0 | 0 | 0 | 0 | 0 | 0 | 0 | 0 | 0 | 0 | 0 | 0 | 0 | 0
|  | 4561 | 7 | 217 | 1 | 191 | 10 | 2 | 28 | 11.72 | 3.67 | 249 | 99730 | 7.98 | 0 | -178.8972 | 0.2 | 0 | 0 | 0 | 0 | 0 | 0 | 0 | 0 | 0 | 0 | 0 | 0 | 0 | 0 | 0 | 0 | 0 | 0
|  | 4562 | 7 | 218 | 2 | 191 | 10 | 2 | 28 | 11.62 | 3.81 | 248 | 99733 | 7.861 | 0 | 166.5057 | 0.2 | 0 | 0 | 0 | 0 | 0 | 0 | 0 | 0 | 0 | 0 | 0 | 0 | 0 | 0 | 0 | 0 | 0 | 0
|  | 4563 | 7 | 219 | 3 | 191 | 10 | 2 | 28 | 11.53 | 3.95 | 247 | 99736 | 7.75 | 0 | 152.5065 | 0.2 | 0 | 0 | 0 | 0 | 0 | 0 | 0 | 0 | 0 | 0 | 0 | 0 | 0 | 0 | 0 | 0 | 0 | 0
|  | 4564 | 7 | 220 | 4 | 191 | 10 | 2 | 28 | 11.43 | 4.1 | 245 | 99740 | 7.633 | 0 | 139.5098 | 0.2 | 0 | 0 | 0 | 0 | 0 | 0 | 0 | 0 | 0 | 0 | 0 | 0 | 0 | 0 | 0 | 0 | 0 | 0
|  | 4565 | 7 | 221 | 5 | 191 | 10 | 2 | 28 | 11.61 | 4.19 | 244 | 99740 | 7.863 | 0 | 127.5826 | 0.2 | 0 | 0 | 0 | 0 | 0 | 0 | 0 | 0 | 0 | 0 | 0 | 0 | 0 | 0 | 0 | 0 | 0 | 0
|  | 4566 | 7 | 222 | 6 | 191 | 10 | 2 | 28 | 11.79 | 4.28 | 242 | 99740 | 8.097 | 6.5708 | 116.5235 | 0.2 | 10.8631 | 10.8631 | 10.8631 | 10.8631 | 10.8631 | 10.8631 | 10.8631 | 10.8631 | 17.3115 | 17.3115 | 17.3115 | 17.3115 | 17.3115 | 17.3115 | 17.3115 | 17.3115 | 21 | 21
|  | 4567 | 7 | 223 | 7 | 191 | 10 | 2 | 28 | 11.98 | 4.37 | 240 | 99740 | 8.342 | 15.8077 | 105.958 | 0.2 | 7.7176 | 7.7176 | 7.7176 | 7.7176 | 7.7176 | 7.7176 | 7.7176 | 7.7176 | 12.3358 | 12.3358 | 12.3358 | 12.3358 | 12.3358 | 12.3358 | 12.3358 | 12.3358 | 15 | 15
|  | 4568 | 7 | 224 | 8 | 191 | 10 | 2 | 28 | 12.32 | 4.5 | 242 | 99740 | 8.492 | 25.5442 | 95.3745 | 0.2 | 15.0482 | 15.0482 | 15.0482 | 15.0482 | 15.0482 | 15.0482 | 15.0482 | 15.0482 | 23.9395 | 23.9395 | 23.9395 | 23.9395 | 23.9395 | 23.9395 | 23.9395 | 23.9395 | 29 | 29
|  | 4569 | 7 | 225 | 9 | 191 | 10 | 2 | 28 | 12.67 | 4.63 | 244 | 99740 | 8.65 | 35.4507 | 84.0689 | 0.2 | 117.6182 | 117.6182 | 237.5586 | 117.6182 | 130.0786 | 117.6182 | 117.6182 | 117.6182 | 219.6143 | 167.7153 | 313.2358 | 167.7153 | 237.236 | 167.7153 | 167.7153 | 167.7153 | 277.9785 | 192.1219
|  | 4570 | 7 | 226 | 10 | 191 | 10 | 2 | 28 | 13.02 | 4.76 | 246 | 99740 | 8.81 | 45.1256 | 70.9724 | 0.2 | 37.5031 | 37.5031 | 37.5031 | 37.5031 | 37.5031 | 37.5031 | 37.5031 | 37.5031 | 59.0778 | 59.0778 | 59.0778 | 59.0778 | 59.0778 | 59.0778 | 59.0778 | 59.0778 | 71 | 71
|  | 4571 | 7 | 227 | 11 | 191 | 10 | 2 | 28 | 13.57 | 5.14 | 249 | 99730 | 8.983 | 53.9398 | 54.3465 | 0.2 | 73.874 | 73.874 | 76.4714 | 73.874 | 75.7372 | 73.874 | 73.874 | 73.874 | 116.9467 | 115.1601 | 120.1008 | 115.1601 | 119.5816 | 115.1601 | 116.4276 | 115.1601 | 142 | 137.6101
|  | 4572 | 7 | 228 | 12 | 191 | 10 | 2 | 28 | 14.11 | 5.51 | 252 | 99720 | 9.15 | 60.7429 | 31.7256 | 0.2 | 188.5521 | 188.5521 | 244.0205 | 188.5521 | 278.2735 | 188.5521 | 188.5521 | 188.5521 | 328.1903 | 258.4854 | 430.8551 | 258.4854 | 455.0756 | 258.4854 | 352.4109 | 258.4854 | 478.2353 | 289.9362
|  | 4573 | 7 | 229 | 13 | 191 | 10 | 2 | 28 | 14.66 | 5.89 | 256 | 99710 | 9.322 | 63.689 | 2.3513 | 0.2 | 199.9355 | 199.9355 | 210.219 | 199.9355 | 450.3835 | 199.9355 | 199.9355 | 199.9355 | 409.2385 | 227.8823 | 593.6035 | 227.8823 | 763.4255 | 227.8823 | 579.0605 | 227.8823 | 741.3533 | 234.4289
|  | 4574 | 7 | 230 | 14 | 191 | 10 | 2 | 28 | 14.75 | 5.56 | 259 | 99720 | 8.93 | 61.4814 | -27.691 | 0.2 | 48.3329 | 48.3329 | 48.3329 | 48.3329 | 48.6434 | 48.3329 | 48.4958 | 48.3329 | 75.8213 | 75.5846 | 75.9256 | 75.5846 | 76.2603 | 75.5846 | 76.156 | 75.5846 | 91 | 90.3548
|  | 4575 | 7 | 231 | 15 | 191 | 10 | 2 | 28 | 14.84 | 5.24 | 262 | 99730 | 8.535 | 55.1277 | -51.395 | 0.2 | 174.1025 | 174.1025 | 174.1025 | 174.1025 | 206.1874 | 174.1025 | 214.2874 | 174.1025 | 290.6408 | 261.152 | 284.9132 | 261.152 | 336.0158 | 261.152 | 341.7434 | 261.152 | 381.477 | 307.6885
|  | 4576 | 7 | 232 | 16 | 191 | 10 | 2 | 28 | 14.93 | 4.91 | 266 | 99740 | 8.134 | 46.5244 | -68.7554 | 0.2 | 118.1175 | 118.1175 | 118.1175 | 118.1175 | 125.8442 | 118.1175 | 137.9923 | 118.1175 | 192.2968 | 181.8576 | 183.7068 | 181.8576 | 203.2241 | 181.8576 | 211.8141 | 181.8576 | 238.9579 | 216.4679
|  | 4577 | 7 | 233 | 17 | 191 | 10 | 2 | 28 | 14.5 | 4.37 | 259 | 99740 | 7.818 | 36.9299 | -82.25 | 0.2 | 125.6351 | 125.6351 | 125.6351 | 125.6351 | 138.5699 | 125.6351 | 220.6782 | 125.6351 | 223.0384 | 181.2047 | 181.2047 | 181.2047 | 241.331 | 181.2047 | 299.3903 | 181.2047 | 280.0296 | 207.933
|  | 4578 | 7 | 234 | 18 | 191 | 10 | 2 | 28 | 14.07 | 3.83 | 252 | 99740 | 7.514 | 27.0293 | -93.7439 | 0.2 | 60.8167 | 60.2267 | 60.2267 | 60.2267 | 60.2267 | 60.2267 | 69.2428 | 60.2267 | 98.0708 | 94.3942 | 94.3942 | 94.3942 | 97.2365 | 94.3942 | 104.029 | 94.3942 | 118 | 113.3904
|  | 4579 | 7 | 235 | 19 | 191 | 10 | 2 | 28 | 13.64 | 3.3 | 244 | 99740 | 7.219 | 17.2456 | -104.3846 | 0.2 | 107.7506 | 70.4906 | 70.4906 | 70.4906 | 70.4906 | 70.4906 | 215.7704 | 70.4906 | 157.6257 | 98.3576 | 98.3576 | 98.3576 | 104.9321 | 98.3576 | 234.0073 | 98.3576 | 156.5536 | 109.9957
|  | 4580 | 7 | 236 | 20 | 191 | 10 | 2 | 28 | 13.06 | 3.29 | 239 | 99769 | 7.259 | 7.9131 | -114.9166 | 0.2 | 6.1559 | 6.1559 | 6.1559 | 6.1559 | 6.1559 | 6.1559 | 6.1559 | 6.1559 | 9.8558 | 9.8558 | 9.8558 | 9.8558 | 9.8558 | 9.8558 | 9.8558 | 9.8558 | 12 | 12
|  | 4581 | 7 | 237 | 21 | 191 | 10 | 2 | 28 | 12.49 | 3.28 | 234 | 99799 | 7.288 | 0 | -125.8743 | 0.2 | 0 | 0 | 0 | 0 | 0 | 0 | 0 | 0 | 0 | 0 | 0 | 0 | 0 | 0 | 0 | 0 | 0 | 0
|  | 4582 | 7 | 238 | 22 | 191 | 10 | 2 | 28 | 11.91 | 3.27 | 229 | 99828 | 7.299 | 0 | -137.6531 | 0.2 | 0 | 0 | 0 | 0 | 0 | 0 | 0 | 0 | 0 | 0 | 0 | 0 | 0 | 0 | 0 | 0 | 0 | 0
|  | 4583 | 7 | 239 | 23 | 191 | 10 | 2 | 28 | 11.9 | 3.26 | 228 | 99838 | 7.464 | 0 | -150.4858 | 0.2 | 0 | 0 | 0 | 0 | 0 | 0 | 0 | 0 | 0 | 0 | 0 | 0 | 0 | 0 | 0 | 0 | 0 | 0
|  | 4584 | 7 | 240 | 24 | 191 | 10 | 2 | 28 | 11.89 | 3.26 | 228 | 99848 | 7.628 | 0 | -164.352 | 0.2 | 0 | 0 | 0 | 0 | 0 | 0 | 0 | 0 | 0 | 0 | 0 | 0 | 0 | 0 | 0 | 0 | 0 | 0
|  | 4585 | 7 | 241 | 1 | 192 | 11 | 3 | 28 | 11.87 | 3.26 | 228 | 99858 | 7.788 | 0 | -178.8641 | 0.2 | 0 | 0 | 0 | 0 | 0 | 0 | 0 | 0 | 0 | 0 | 0 | 0 | 0 | 0 | 0 | 0 | 0 | 0
|  | 4586 | 7 | 242 | 2 | 192 | 11 | 3 | 28 | 11.65 | 3.03 | 227 | 99868 | 7.746 | 0 | 166.514 | 0.2 | 0 | 0 | 0 | 0 | 0 | 0 | 0 | 0 | 0 | 0 | 0 | 0 | 0 | 0 | 0 | 0 | 0 | 0
|  | 4587 | 7 | 243 | 3 | 192 | 11 | 3 | 28 | 11.43 | 2.8 | 226 | 99877 | 7.703 | 0 | 152.4919 | 0.2 | 0 | 0 | 0 | 0 | 0 | 0 | 0 | 0 | 0 | 0 | 0 | 0 | 0 | 0 | 0 | 0 | 0 | 0
|  | 4588 | 7 | 244 | 4 | 192 | 11 | 3 | 28 | 11.21 | 2.58 | 225 | 99887 | 7.66 | 0 | 139.4764 | 0.2 | 0 | 0 | 0 | 0 | 0 | 0 | 0 | 0 | 0 | 0 | 0 | 0 | 0 | 0 | 0 | 0 | 0 | 0
|  | 4589 | 7 | 245 | 5 | 192 | 11 | 3 | 28 | 11.6 | 2.8 | 223 | 99884 | 7.714 | 0 | 127.5348 | 0.2 | 0 | 0 | 0 | 0 | 0 | 0 | 0 | 0 | 0 | 0 | 0 | 0 | 0 | 0 | 0 | 0 | 0 | 0
|  | 4590 | 7 | 246 | 6 | 192 | 11 | 3 | 28 | 11.99 | 3.01 | 220 | 99881 | 7.763 | 6.4541 | 116.4644 | 0.2 | 1.5278 | 1.5278 | 1.5278 | 1.5278 | 1.5278 | 1.5278 | 1.5278 | 1.5278 | 2.4561 | 2.4561 | 2.4561 | 2.4561 | 2.4561 | 2.4561 | 2.4561 | 2.4561 | 3 | 3
|  | 4591 | 7 | 247 | 7 | 192 | 11 | 3 | 28 | 12.39 | 3.23 | 217 | 99877 | 7.815 | 15.6949 | 105.8895 | 0.2 | 59.5139 | 42.1654 | 103.1104 | 42.1654 | 42.1654 | 42.1654 | 42.1654 | 42.1654 | 84.3629 | 59.5053 | 115.1903 | 59.5053 | 59.8284 | 59.5053 | 59.5053 | 59.5053 | 84.1569 | 66.3516
|  | 4592 | 7 | 248 | 8 | 192 | 11 | 3 | 28 | 13.05 | 3.43 | 224 | 99871 | 7.997 | 25.4337 | 95.2972 | 0.2 | 94.3751 | 82.707 | 208.552 | 82.707 | 82.707 | 82.707 | 82.707 | 82.707 | 164.427 | 113.6772 | 245.1623 | 113.6772 | 147.9259 | 113.6772 | 113.6772 | 113.6772 | 185.8919 | 125.7888
|  | 4593 | 7 | 249 | 9 | 192 | 11 | 3 | 28 | 13.72 | 3.64 | 230 | 99864 | 8.184 | 35.3402 | 83.9834 | 0.2 | 113.7968 | 113.7968 | 728.0193 | 113.7968 | 178.5337 | 113.7968 | 113.7968 | 113.7968 | 359.1443 | 95.2408 | 839.2411 | 95.2408 | 450.6962 | 95.2408 | 95.2408 | 95.2408 | 509.7288 | 71.7759
|  | 4594 | 7 | 250 | 10 | 192 | 11 | 3 | 28 | 14.39 | 3.85 | 236 | 99858 | 8.369 | 45.0118 | 70.8815 | 0.2 | 142.6256 | 142.6256 | 619.8287 | 142.6256 | 308.0443 | 142.6256 | 142.6256 | 142.6256 | 370.7306 | 130.4203 | 825.1329 | 130.4203 | 604.668 | 130.4203 | 150.2658 | 130.4203 | 615.3867 | 110.118
|  | 4595 | 7 | 251 | 11 | 192 | 11 | 3 | 28 | 15.05 | 4.25 | 242 | 99838 | 8.431 | 53.819 | 54.262 | 0.2 | 161.6944 | 161.6944 | 200.672 | 161.6944 | 189.7419 | 161.6944 | 161.6944 | 161.6944 | 269.854 | 243.2604 | 317.2478 | 243.2604 | 309.5191 | 243.2604 | 262.1253 | 243.2604 | 352.7278 | 287.0713
|  | 4596 | 7 | 252 | 12 | 192 | 11 | 3 | 28 | 15.7 | 4.65 | 248 | 99818 | 8.474 | 60.6139 | 31.6839 | 0.2 | 162.6087 | 162.6087 | 177.8896 | 162.6087 | 187.3662 | 162.6087 | 162.6087 | 162.6087 | 265.0804 | 246.056 | 293.3918 | 246.056 | 300.0927 | 246.056 | 271.7814 | 246.056 | 342.1557 | 290.4937
|  | 4597 | 7 | 253 | 13 | 192 | 11 | 3 | 28 | 16.36 | 5.05 | 254 | 99799 | 8.51 | 63.5609 | 2.4092 | 0.2 | 93.0873 | 93.0873 | 93.2881 | 93.0873 | 97.8595 | 93.0873 | 93.0873 | 93.0873 | 147.4404 | 144.0227 | 150.9568 | 144.0227 | 154.1892 | 144.0227 | 150.6728 | 144.0227 | 181 | 171.3945
|  | 4598 | 7 | 254 | 14 | 192 | 11 | 3 | 28 | 16.61 | 4.99 | 258 | 99812 | 8.283 | 61.3711 | -27.5445 | 0.2 | 185.7567 | 185.7567 | 185.7567 | 185.7567 | 473.3756 | 185.7567 | 335.7659 | 185.7567 | 405.1617 | 188.3366 | 502.4664 | 188.3366 | 811.9162 | 188.3366 | 714.6115 | 188.3366 | 772.2005 | 177.9447
|  | 4599 | 7 | 255 | 15 | 192 | 11 | 3 | 28 | 16.86 | 4.93 | 261 | 99825 | 8.049 | 55.0385 | -51.2281 | 0.2 | 101.2552 | 101.2552 | 101.2552 | 101.2552 | 106.6482 | 101.2552 | 107.9694 | 101.2552 | 161.5928 | 156.697 | 160.6586 | 156.697 | 169.2197 | 156.697 | 170.154 | 156.697 | 199 | 186.6833
|  | 4600 | 7 | 256 | 16 | 192 | 11 | 3 | 28 | 17.11 | 4.87 | 265 | 99838 | 7.803 | 46.4491 | -68.6003 | 0.2 | 173.9279 | 173.9279 | 173.9279 | 173.9279 | 294.5957 | 173.9279 | 481.8412 | 173.9279 | 364.1063 | 203.4435 | 231.7037 | 203.4435 | 534.7563 | 203.4435 | 667.1588 | 203.4435 | 554.7522 | 206.873
|  | 4601 | 7 | 257 | 17 | 192 | 11 | 3 | 28 | 16.89 | 4.39 | 263 | 99858 | 7.93 | 36.8609 | -82.1112 | 0.2 | 142.8389 | 142.8389 | 142.8389 | 142.8389 | 170.7719 | 142.8389 | 344.4315 | 142.8389 | 278.8455 | 190.7004 | 190.7004 | 190.7004 | 318.3488 | 190.7004 | 441.1446 | 190.7004 | 361.9719 | 209.3828
|  | 4602 | 7 | 258 | 18 | 192 | 11 | 3 | 28 | 16.67 | 3.91 | 261 | 99877 | 8.052 | 26.9611 | -93.6188 | 0.2 | 135.8001 | 117.8392 | 117.8392 | 117.8392 | 117.8392 | 117.8392 | 401.8314 | 117.8392 | 265.1918 | 150.1399 | 150.1399 | 150.1399 | 239.7911 | 150.1399 | 453.3042 | 150.1399 | 303.5215 | 158.7746
|  | 4603 | 7 | 259 | 19 | 192 | 11 | 3 | 28 | 16.46 | 3.43 | 259 | 99897 | 8.174 | 17.1742 | -104.2701 | 0.2 | 135.0744 | 78.5741 | 78.5741 | 78.5741 | 78.5741 | 78.5741 | 300.7186 | 78.5741 | 193.5522 | 103.508 | 103.508 | 103.508 | 113.6486 | 103.508 | 310.6803 | 103.508 | 181.7974 | 110.9561
|  | 4604 | 7 | 260 | 20 | 192 | 11 | 3 | 28 | 15.63 | 3.32 | 251 | 99946 | 8.12 | 7.8353 | -114.8106 | 0.2 | 6.156 | 6.156 | 6.156 | 6.156 | 6.156 | 6.156 | 6.156 | 6.156 | 9.8559 | 9.8559 | 9.8559 | 9.8559 | 9.8559 | 9.8559 | 9.8559 | 9.8559 | 12 | 12
|  | 4605 | 7 | 261 | 21 | 192 | 11 | 3 | 28 | 14.8 | 3.21 | 244 | 99995 | 8.048 | 0 | -125.7765 | 0.2 | 0 | 0 | 0 | 0 | 0 | 0 | 0 | 0 | 0 | 0 | 0 | 0 | 0 | 0 | 0 | 0 | 0 | 0
|  | 4606 | 7 | 262 | 22 | 192 | 11 | 3 | 28 | 13.97 | 3.1 | 236 | 100044 | 7.956 | 0 | -137.565 | 0.2 | 0 | 0 | 0 | 0 | 0 | 0 | 0 | 0 | 0 | 0 | 0 | 0 | 0 | 0 | 0 | 0 | 0 | 0
|  | 4607 | 7 | 263 | 23 | 192 | 11 | 3 | 28 | 13.81 | 3.26 | 235 | 100061 | 8.08 | 0 | -150.4111 | 0.2 | 0 | 0 | 0 | 0 | 0 | 0 | 0 | 0 | 0 | 0 | 0 | 0 | 0 | 0 | 0 | 0 | 0 | 0
|  | 4608 | 7 | 264 | 24 | 192 | 11 | 3 | 28 | 13.65 | 3.41 | 233 | 100077 | 8.2 | 0 | -164.2958 | 0.2 | 0 | 0 | 0 | 0 | 0 | 0 | 0 | 0 | 0 | 0 | 0 | 0 | 0 | 0 | 0 | 0 | 0 | 0
|  | 4609 | 7 | 265 | 1 | 193 | 12 | 4 | 28 | 13.48 | 3.56 | 232 | 100094 | 8.311 | 0 | -178.8328 | 0.2 | 0 | 0 | 0 | 0 | 0 | 0 | 0 | 0 | 0 | 0 | 0 | 0 | 0 | 0 | 0 | 0 | 0 | 0
|  | 4610 | 7 | 266 | 2 | 193 | 12 | 4 | 28 | 13.4 | 3.46 | 231 | 100107 | 8.428 | 0 | 166.5193 | 0.2 | 0 | 0 | 0 | 0 | 0 | 0 | 0 | 0 | 0 | 0 | 0 | 0 | 0 | 0 | 0 | 0 | 0 | 0
|  | 4611 | 7 | 267 | 3 | 193 | 12 | 4 | 28 | 13.31 | 3.37 | 231 | 100120 | 8.537 | 0 | 152.4733 | 0.2 | 0 | 0 | 0 | 0 | 0 | 0 | 0 | 0 | 0 | 0 | 0 | 0 | 0 | 0 | 0 | 0 | 0 | 0
|  | 4612 | 7 | 268 | 4 | 193 | 12 | 4 | 28 | 13.23 | 3.27 | 230 | 100133 | 8.651 | 0 | 139.4383 | 0.2 | 0 | 0 | 0 | 0 | 0 | 0 | 0 | 0 | 0 | 0 | 0 | 0 | 0 | 0 | 0 | 0 | 0 | 0
|  | 4613 | 7 | 269 | 5 | 193 | 12 | 4 | 28 | 13.52 | 3.52 | 229 | 100153 | 8.793 | 0 | 127.4818 | 0.2 | 0 | 0 | 0 | 0 | 0 | 0 | 0 | 0 | 0 | 0 | 0 | 0 | 0 | 0 | 0 | 0 | 0 | 0
|  | 4614 | 7 | 270 | 6 | 193 | 12 | 4 | 28 | 13.81 | 3.77 | 228 | 100172 | 8.937 | 6.3336 | 116.3998 | 0.2 | 8.7664 | 8.7664 | 8.7664 | 8.7664 | 8.7664 | 8.7664 | 8.7664 | 8.7664 | 13.9946 | 13.9946 | 13.9946 | 13.9946 | 13.9946 | 13.9946 | 13.9946 | 13.9946 | 17 | 17
|  | 4615 | 7 | 271 | 7 | 193 | 12 | 4 | 28 | 14.11 | 4.01 | 227 | 100192 | 9.088 | 15.5788 | 105.815 | 0.2 | 185.4361 | 58.0818 | 507.6944 | 58.0818 | 58.0818 | 58.0818 | 58.0818 | 58.0818 | 241.033 | 58.8536 | 468.904 | 58.8536 | 60.9269 | 58.8536 | 58.8536 | 58.8536 | 180.8342 | 50.5479
|  | 4616 | 7 | 272 | 8 | 193 | 12 | 4 | 28 | 14.73 | 4.33 | 233 | 100212 | 9.144 | 25.3201 | 95.2135 | 0.2 | 47.4722 | 47.1856 | 50.3265 | 47.1856 | 47.1856 | 47.1856 | 47.1856 | 47.1856 | 75.6076 | 74.3499 | 77.6259 | 74.3499 | 75.2023 | 74.3499 | 74.3499 | 74.3499 | 91 | 89.5078
|  | 4617 | 7 | 273 | 9 | 193 | 12 | 4 | 28 | 15.36 | 4.64 | 240 | 100231 | 9.193 | 35.2264 | 83.891 | 0.2 | 65.0184 | 65.0184 | 70.2756 | 65.0184 | 65.581 | 65.0184 | 65.0184 | 65.0184 | 104.1312 | 101.8891 | 108.2465 | 101.8891 | 104.9269 | 101.8891 | 101.8891 | 101.8891 | 126 | 122.2666
|  | 4618 | 7 | 274 | 10 | 193 | 12 | 4 | 28 | 15.99 | 4.95 | 247 | 100251 | 9.23 | 44.8945 | 70.7829 | 0.2 | 156.5027 | 156.5027 | 472.0109 | 156.5027 | 266.4796 | 156.5027 | 156.5027 | 156.5027 | 337.386 | 179.7572 | 638.2494 | 179.7572 | 492.9168 | 179.7572 | 192.0534 | 179.7572 | 513.6348 | 180.737
|  | 4619 | 7 | 275 | 11 | 193 | 12 | 4 | 28 | 16.92 | 5.06 | 251 | 100235 | 9.079 | 53.694 | 54.1691 | 0.2 | 64.4692 | 64.4692 | 65.9654 | 64.4692 | 65.5495 | 64.4692 | 64.4692 | 64.4692 | 101.7481 | 100.736 | 103.5699 | 100.736 | 103.2759 | 100.736 | 101.4541 | 100.736 | 123 | 120.4884
|  | 4620 | 7 | 276 | 12 | 193 | 12 | 4 | 28 | 17.85 | 5.17 | 256 | 100218 | 8.873 | 60.4796 | 31.634 | 0.2 | 123.3174 | 123.3174 | 129.5611 | 123.3174 | 133.453 | 123.3174 | 123.3174 | 123.3174 | 197.1961 | 189.4972 | 208.778 | 189.4972 | 211.5299 | 189.4972 | 199.948 | 189.4972 | 246 | 224.9766
|  | 4621 | 7 | 277 | 13 | 193 | 12 | 4 | 28 | 18.79 | 5.28 | 260 | 100202 | 8.608 | 63.4264 | 2.462 | 0.2 | 208.8362 | 208.8362 | 215.457 | 208.8362 | 362.8228 | 208.8362 | 208.8362 | 208.8362 | 382.6346 | 273.6298 | 496.2012 | 273.6298 | 600.4045 | 273.6298 | 486.8379 | 273.6298 | 610.6512 | 302.5086
|  | 4622 | 7 | 278 | 14 | 193 | 12 | 4 | 28 | 19.48 | 5.18 | 262 | 100189 | 8.645 | 61.254 | -27.3985 | 0.2 | 119.2686 | 119.2686 | 119.2686 | 119.2686 | 128.5949 | 119.2686 | 124.1026 | 119.2686 | 190.3903 | 183.4435 | 193.5669 | 183.4435 | 203.5797 | 183.4435 | 200.4032 | 183.4435 | 237 | 217.8494
|  | 4623 | 7 | 279 | 15 | 193 | 12 | 4 | 28 | 20.17 | 5.07 | 263 | 100176 | 8.667 | 54.9427 | -51.0586 | 0.2 | 165.1687 | 165.1687 | 165.1687 | 165.1687 | 191.3464 | 165.1687 | 197.5632 | 165.1687 | 272.7649 | 249.3048 | 268.369 | 249.3048 | 309.7859 | 249.3048 | 314.1818 | 249.3048 | 353.6811 | 294.3258
|  | 4624 | 7 | 280 | 16 | 193 | 12 | 4 | 28 | 20.86 | 4.97 | 265 | 100162 | 8.671 | 46.3675 | -68.4416 | 0.2 | 174.8419 | 174.8419 | 174.8419 | 174.8419 | 272.4747 | 174.8419 | 421.9582 | 174.8419 | 349.4247 | 221.3909 | 243.7239 | 221.3909 | 487.4982 | 221.3909 | 593.199 | 221.3909 | 517.0518 | 238.352
|  | 4625 | 7 | 281 | 17 | 193 | 12 | 4 | 28 | 20.62 | 4.38 | 264 | 100162 | 8.886 | 36.7859 | -81.9687 | 0.2 | 144.7858 | 144.7858 | 144.7858 | 144.7858 | 175.9291 | 144.7858 | 365.5081 | 144.7858 | 287.7836 | 191.9508 | 191.9508 | 191.9508 | 331.8268 | 191.9508 | 465.8794 | 191.9508 | 377.0507 | 210.3794
|  | 4626 | 7 | 282 | 18 | 193 | 12 | 4 | 28 | 20.38 | 3.79 | 264 | 100162 | 9.092 | 26.887 | -93.4903 | 0.2 | 149.4695 | 111.2116 | 111.2116 | 111.2116 | 111.2116 | 111.2116 | 738.4737 | 111.2116 | 362.8362 | 110.4714 | 110.4714 | 110.4714 | 308.7313 | 110.4714 | 779.325 | 110.4714 | 416.8376 | 98.1978
|  | 4627 | 7 | 283 | 19 | 193 | 12 | 4 | 28 | 20.14 | 3.2 | 263 | 100162 | 9.291 | 17.0968 | -104.1524 | 0.2 | 151.2952 | 83.2488 | 83.2488 | 83.2488 | 83.2488 | 83.2488 | 353.1083 | 83.2488 | 215.5818 | 106.9367 | 106.9367 | 106.9367 | 119.3498 | 106.9367 | 358.2853 | 106.9367 | 198.1588 | 112.5577
|  | 4628 | 7 | 284 | 20 | 193 | 12 | 4 | 28 | 18.93 | 2.74 | 253 | 100192 | 9.033 | 7.7514 | -114.7019 | 0.2 | 133.8672 | 41.5047 | 41.5047 | 41.5047 | 41.5047 | 41.5047 | 242.298 | 41.5047 | 141.4294 | 54.8461 | 54.8461 | 54.8461 | 54.8461 | 54.8461 | 218.1015 | 54.8461 | 88.4041 | 58.3194
|  | 4629 | 7 | 285 | 21 | 193 | 12 | 4 | 28 | 17.73 | 2.27 | 243 | 100221 | 8.761 | 0 | -125.6765 | 0.2 | 0 | 0 | 0 | 0 | 0 | 0 | 0 | 0 | 0 | 0 | 0 | 0 | 0 | 0 | 0 | 0 | 0 | 0
|  | 4630 | 7 | 286 | 22 | 193 | 12 | 4 | 28 | 16.52 | 1.81 | 233 | 100251 | 8.47 | 0 | -137.4755 | 0.2 | 0 | 0 | 0 | 0 | 0 | 0 | 0 | 0 | 0 | 0 | 0 | 0 | 0 | 0 | 0 | 0 | 0 | 0
|  | 4631 | 7 | 287 | 23 | 193 | 12 | 4 | 28 | 16.06 | 1.86 | 226 | 100254 | 8.449 | 0 | -150.3358 | 0.2 | 0 | 0 | 0 | 0 | 0 | 0 | 0 | 0 | 0 | 0 | 0 | 0 | 0 | 0 | 0 | 0 | 0 | 0
|  | 4632 | 7 | 288 | 24 | 193 | 12 | 4 | 28 | 15.6 | 1.91 | 219 | 100257 | 8.419 | 0 | -164.2401 | 0.2 | 0 | 0 | 0 | 0 | 0 | 0 | 0 | 0 | 0 | 0 | 0 | 0 | 0 | 0 | 0 | 0 | 0 | 0
|  | 4633 | 7 | 289 | 1 | 194 | 13 | 5 | 28 | 15.14 | 1.96 | 212 | 100261 | 8.384 | 0 | -178.8034 | 0.2 | 0 | 0 | 0 | 0 | 0 | 0 | 0 | 0 | 0 | 0 | 0 | 0 | 0 | 0 | 0 | 0 | 0 | 0
|  | 4634 | 7 | 290 | 2 | 194 | 13 | 5 | 28 | 15.13 | 2.14 | 210 | 100251 | 8.755 | 0 | 166.5214 | 0.2 | 0 | 0 | 0 | 0 | 0 | 0 | 0 | 0 | 0 | 0 | 0 | 0 | 0 | 0 | 0 | 0 | 0 | 0
|  | 4635 | 7 | 291 | 3 | 194 | 13 | 5 | 28 | 15.12 | 2.32 | 208 | 100241 | 9.124 | 0 | 152.4505 | 0.2 | 0 | 0 | 0 | 0 | 0 | 0 | 0 | 0 | 0 | 0 | 0 | 0 | 0 | 0 | 0 | 0 | 0 | 0
|  | 4636 | 7 | 292 | 4 | 194 | 13 | 5 | 28 | 15.11 | 2.5 | 206 | 100231 | 9.495 | 0 | 139.3955 | 0.2 | 0 | 0 | 0 | 0 | 0 | 0 | 0 | 0 | 0 | 0 | 0 | 0 | 0 | 0 | 0 | 0 | 0 | 0
|  | 4637 | 7 | 293 | 5 | 194 | 13 | 5 | 28 | 15.84 | 2.5 | 204 | 100241 | 9.857 | 0 | 127.4236 | 0.2 | 0 | 0 | 0 | 0 | 0 | 0 | 0 | 0 | 0 | 0 | 0 | 0 | 0 | 0 | 0 | 0 | 0 | 0
|  | 4638 | 7 | 294 | 6 | 194 | 13 | 5 | 28 | 16.57 | 2.5 | 203 | 100251 | 10.23 | 6.2096 | 116.3296 | 0.2 | 2.5508 | 2.5508 | 2.5508 | 2.5508 | 2.5508 | 2.5508 | 2.5508 | 2.5508 | 4.0966 | 4.0966 | 4.0966 | 4.0966 | 4.0966 | 4.0966 | 4.0966 | 4.0966 | 5 | 5
|  | 4639 | 7 | 295 | 7 | 194 | 13 | 5 | 28 | 17.31 | 2.5 | 201 | 100261 | 10.62 | 15.4593 | 105.7345 | 0.2 | 118.3172 | 53.2409 | 284.2225 | 53.2409 | 53.2409 | 53.2409 | 53.2409 | 53.2409 | 155.9126 | 62.9679 | 273.2253 | 62.9679 | 63.8808 | 62.9679 | 62.9679 | 62.9679 | 127.578 | 61.2107
|  | 4640 | 7 | 296 | 8 | 194 | 13 | 5 | 28 | 19.07 | 2.07 | 210 | 100257 | 11.177 | 25.2033 | 95.1235 | 0.2 | 95.055 | 82.9894 | 217.5597 | 82.9894 | 82.9894 | 82.9894 | 82.9894 | 82.9894 | 167.2084 | 113.7135 | 253.8323 | 113.7135 | 150.145 | 113.7135 | 113.7135 | 113.7135 | 189.3348 | 125.7473
|  | 4641 | 7 | 297 | 9 | 194 | 13 | 5 | 28 | 20.84 | 1.65 | 219 | 100254 | 11.705 | 35.1095 | 83.7916 | 0.2 | 109.5004 | 109.5004 | 766.8314 | 109.5004 | 181.0067 | 109.5004 | 109.5004 | 109.5004 | 365.086 | 86.9365 | 880.4518 | 86.9365 | 466.2112 | 86.9365 | 86.9365 | 86.9365 | 527.5923 | 62.7232
|  | 4642 | 7 | 298 | 10 | 194 | 13 | 5 | 28 | 22.6 | 1.23 | 228 | 100251 | 12.18 | 44.7737 | 70.6767 | 0.2 | 124.4634 | 124.4634 | 717.0325 | 124.4634 | 332.2484 | 124.4634 | 124.4634 | 124.4634 | 382.4033 | 88.8006 | 948.3391 | 88.8006 | 676.2557 | 88.8006 | 110.3199 | 88.8006 | 681.0014 | 57.9995
|  | 4643 | 7 | 299 | 11 | 194 | 13 | 5 | 28 | 23.69 | 1.06 | 228 | 100212 | 12.269 | 53.5649 | 54.0679 | 0.2 | 129.2033 | 129.2033 | 588.5269 | 129.2033 | 462.0903 | 129.2033 | 129.2033 | 129.2033 | 387.1663 | 79.1856 | 947.3438 | 79.1856 | 857.9395 | 79.1856 | 297.7621 | 79.1856 | 811.2976 | 42.8602
|  | 4644 | 7 | 300 | 12 | 194 | 13 | 5 | 28 | 24.78 | 0.9 | 228 | 100172 | 12.308 | 60.3401 | 31.5762 | 0.2 | 133.3576 | 133.3576 | 389.6593 | 133.3576 | 550.3582 | 133.3576 | 133.3576 | 133.3576 | 385.277 | 72.3629 | 861.3737 | 72.3629 | 975.005 | 72.3629 | 498.9083 | 72.3629 | 889.3324 | 29.8044
|  | 4645 | 7 | 301 | 13 | 194 | 13 | 5 | 28 | 25.87 | 0.73 | 228 | 100133 | 12.285 | 63.2856 | 2.5094 | 0.2 | 137.191 | 137.191 | 156.7675 | 137.191 | 583.8751 | 137.191 | 137.191 | 137.191 | 386.1431 | 73.7814 | 715.839 | 73.7814 | 1017.8498 | 73.7814 | 688.1538 | 73.7814 | 918.0275 | 29.5973
|  | 4646 | 7 | 302 | 14 | 194 | 13 | 5 | 28 | 26.51 | 0.71 | 214 | 100081 | 12.24 | 61.1301 | -27.2531 | 0.2 | 132.2192 | 132.2192 | 132.2192 | 132.2192 | 565.7697 | 132.2192 | 355.542 | 132.2192 | 387.5643 | 68.6662 | 536.2178 | 68.6662 | 1000.6973 | 68.6662 | 852.0439 | 68.6662 | 910.2983 | 25.7577
|  | 4647 | 7 | 303 | 15 | 194 | 13 | 5 | 28 | 27.15 | 0.69 | 200 | 100028 | 12.171 | 54.8404 | -50.8866 | 0.2 | 131.3164 | 131.3164 | 131.3164 | 131.3164 | 488.9961 | 131.3164 | 571.2305 | 131.3164 | 392.2073 | 75.9465 | 334.0588 | 75.9465 | 898.0428 | 75.9465 | 956.1913 | 75.9465 | 840.7757 | 35.8357
|  | 4648 | 7 | 304 | 16 | 194 | 13 | 5 | 28 | 27.79 | 0.68 | 186 | 99976 | 12.076 | 46.2796 | -68.2794 | 0.2 | 130.7616 | 130.7616 | 130.7616 | 130.7616 | 366.5886 | 130.7616 | 722.7484 | 130.7616 | 395.154 | 90.7285 | 143.3109 | 90.7285 | 728.6637 | 90.7285 | 980.5068 | 90.7285 | 722.7569 | 56.4073
|  | 4649 | 7 | 305 | 17 | 194 | 13 | 5 | 28 | 27.61 | 0.69 | 138 | 99940 | 12.767 | 36.7048 | -81.8227 | 0.2 | 120.8668 | 120.8668 | 120.8668 | 120.8668 | 218.9657 | 120.8668 | 803.5413 | 120.8668 | 391.4607 | 97.256 | 97.256 | 97.256 | 530.1935 | 97.256 | 943.5509 | 97.256 | 586.3201 | 72.1529
|  | 4650 | 7 | 306 | 18 | 194 | 13 | 5 | 28 | 27.42 | 0.7 | 90 | 99904 | 13.437 | 26.8069 | -93.3583 | 0.2 | 139.5637 | 97.1514 | 97.1514 | 97.1514 | 97.1514 | 97.1514 | 819.9093 | 97.1514 | 373.1071 | 84.4373 | 84.4373 | 84.4373 | 313.127 | 84.4373 | 854.1841 | 84.4373 | 433.1975 | 67.369
|  | 4651 | 7 | 307 | 19 | 194 | 13 | 5 | 28 | 27.24 | 0.72 | 42 | 99868 | 14.101 | 17.0134 | -104.0317 | 0.2 | 235.4891 | 71.462 | 71.462 | 71.462 | 71.462 | 71.462 | 727.792 | 71.462 | 331.7148 | 69.3557 | 69.3557 | 69.3557 | 99.7455 | 69.3557 | 679.8255 | 69.3557 | 266.7521 | 59.7474
|  | 4652 | 7 | 308 | 20 | 194 | 13 | 5 | 28 | 25.13 | 0.96 | 68 | 99881 | 13.907 | 7.6614 | -114.5906 | 0.2 | 251.0471 | 38.7807 | 38.7807 | 38.7807 | 38.7807 | 38.7807 | 502.6126 | 38.7807 | 243.2183 | 44.6033 | 44.6033 | 44.6033 | 44.6033 | 44.6033 | 421.102 | 44.6033 | 112.2818 | 43.6641
|  | 4653 | 7 | 309 | 21 | 194 | 13 | 5 | 28 | 23.02 | 1.2 | 94 | 99894 | 13.535 | 0 | -125.5744 | 0.2 | 0 | 0 | 0 | 0 | 0 | 0 | 0 | 0 | 0 | 0 | 0 | 0 | 0 | 0 | 0 | 0 | 0 | 0
|  | 4654 | 7 | 310 | 22 | 194 | 13 | 5 | 28 | 20.91 | 1.43 | 121 | 99907 | 13.022 | 0 | -137.3845 | 0.2 | 0 | 0 | 0 | 0 | 0 | 0 | 0 | 0 | 0 | 0 | 0 | 0 | 0 | 0 | 0 | 0 | 0 | 0
|  | 4655 | 7 | 311 | 23 | 194 | 13 | 5 | 28 | 20.03 | 1.52 | 138 | 99904 | 12.586 | 0 | -150.2601 | 0.2 | 0 | 0 | 0 | 0 | 0 | 0 | 0 | 0 | 0 | 0 | 0 | 0 | 0 | 0 | 0 | 0 | 0 | 0
|  | 4656 | 7 | 312 | 24 | 194 | 13 | 5 | 28 | 19.15 | 1.6 | 155 | 99900 | 12.155 | 0 | -164.1851 | 0.2 | 0 | 0 | 0 | 0 | 0 | 0 | 0 | 0 | 0 | 0 | 0 | 0 | 0 | 0 | 0 | 0 | 0 | 0
|  | 4657 | 7 | 313 | 1 | 195 | 14 | 6 | 28 | 18.26 | 1.68 | 171 | 99897 | 11.723 | 0 | -178.776 | 0.2 | 0 | 0 | 0 | 0 | 0 | 0 | 0 | 0 | 0 | 0 | 0 | 0 | 0 | 0 | 0 | 0 | 0 | 0
|  | 4658 | 7 | 314 | 2 | 195 | 14 | 6 | 28 | 18.44 | 2.03 | 179 | 99894 | 11.48 | 0 | 166.5203 | 0.2 | 0 | 0 | 0 | 0 | 0 | 0 | 0 | 0 | 0 | 0 | 0 | 0 | 0 | 0 | 0 | 0 | 0 | 0
|  | 4659 | 7 | 315 | 3 | 195 | 14 | 6 | 28 | 18.61 | 2.38 | 187 | 99890 | 11.221 | 0 | 152.4237 | 0.2 | 0 | 0 | 0 | 0 | 0 | 0 | 0 | 0 | 0 | 0 | 0 | 0 | 0 | 0 | 0 | 0 | 0 | 0
|  | 4660 | 7 | 316 | 4 | 195 | 14 | 6 | 28 | 18.79 | 2.73 | 195 | 99887 | 10.964 | 0 | 139.3479 | 0.2 | 0 | 0 | 0 | 0 | 0 | 0 | 0 | 0 | 0 | 0 | 0 | 0 | 0 | 0 | 0 | 0 | 0 | 0
|  | 4661 | 7 | 317 | 5 | 195 | 14 | 6 | 28 | 19.58 | 3.12 | 197 | 99907 | 11.08 | 0 | 127.3602 | 0.2 | 0 | 0 | 0 | 0 | 0 | 0 | 0 | 0 | 0 | 0 | 0 | 0 | 0 | 0 | 0 | 0 | 0 | 0
|  | 4662 | 7 | 318 | 6 | 195 | 14 | 6 | 28 | 20.37 | 3.5 | 199 | 99927 | 11.177 | 6.0819 | 116.2539 | 0.2 | 8.7695 | 8.7695 | 8.7695 | 8.7695 | 8.7695 | 8.7695 | 8.7695 | 8.7695 | 13.9968 | 13.9968 | 13.9968 | 13.9968 | 13.9968 | 13.9968 | 13.9968 | 13.9968 | 17 | 17
|  | 4663 | 7 | 319 | 7 | 195 | 14 | 6 | 28 | 21.16 | 3.89 | 201 | 99946 | 11.251 | 15.3367 | 105.6482 | 0.2 | 191.9269 | 56.2341 | 540.6558 | 56.2341 | 56.2341 | 56.2341 | 56.2341 | 56.2341 | 248.6729 | 55.1641 | 495.2615 | 55.1641 | 56.7744 | 55.1641 | 55.1641 | 55.1641 | 184.0155 | 46.0455
|  | 4664 | 7 | 320 | 8 | 195 | 14 | 6 | 28 | 23.22 | 3.81 | 209 | 99972 | 11.841 | 25.0835 | 95.0271 | 0.2 | 142.0142 | 85.4936 | 728.0253 | 85.4936 | 85.4936 | 85.4936 | 85.4936 | 85.4936 | 328.5433 | 75.0882 | 742.9158 | 75.0882 | 248.6112 | 75.0882 | 75.0882 | 75.0882 | 361.1042 | 59.1851
|  | 4665 | 7 | 321 | 9 | 195 | 14 | 6 | 28 | 25.29 | 3.73 | 217 | 99999 | 12.366 | 34.9895 | 83.6854 | 0.2 | 109.361 | 109.361 | 766.4224 | 109.361 | 182.0711 | 109.361 | 109.361 | 109.361 | 362.7762 | 87.0066 | 878.8025 | 87.0066 | 465.6037 | 87.0066 | 87.0066 | 87.0066 | 525.6028 | 62.8958
|  | 4666 | 7 | 322 | 10 | 195 | 14 | 6 | 28 | 27.35 | 3.66 | 225 | 100025 | 12.79 | 44.6495 | 70.5629 | 0.2 | 127.7689 | 127.7689 | 705.5478 | 127.7689 | 331.6575 | 127.7689 | 127.7689 | 127.7689 | 379.2287 | 95.4255 | 931.9511 | 95.4255 | 667.5707 | 95.4255 | 114.8483 | 95.4255 | 670.9922 | 65.7453
|  | 4667 | 7 | 323 | 11 | 195 | 14 | 6 | 28 | 28.37 | 3.58 | 231 | 100022 | 12.767 | 53.4318 | 53.9585 | 0.2 | 129.5455 | 129.5455 | 589.4896 | 129.5455 | 464.2236 | 129.5455 | 129.5455 | 129.5455 | 385.3659 | 79.8045 | 947.2486 | 79.8045 | 858.6722 | 79.8045 | 296.7894 | 79.8045 | 810.3421 | 43.535
|  | 4668 | 7 | 324 | 12 | 195 | 14 | 6 | 28 | 29.39 | 3.51 | 237 | 100018 | 12.689 | 60.1955 | 31.5104 | 0.2 | 135.2988 | 135.2988 | 389.8192 | 135.2988 | 550.4697 | 135.2988 | 135.2988 | 135.2988 | 383.1634 | 75.5814 | 856.7066 | 75.5814 | 970.3036 | 75.5814 | 496.7604 | 75.5814 | 883.1406 | 32.9831
|  | 4669 | 7 | 325 | 13 | 195 | 14 | 6 | 28 | 30.42 | 3.43 | 244 | 100015 | 12.553 | 63.1386 | 2.5516 | 0.2 | 139.328 | 139.328 | 159.1459 | 139.328 | 584.0469 | 139.328 | 139.328 | 139.328 | 384.3153 | 77.2834 | 712.7924 | 77.2834 | 1013.2428 | 77.2834 | 684.7657 | 77.2834 | 912.008 | 33.0804
|  | 4670 | 7 | 326 | 14 | 195 | 14 | 6 | 28 | 30.84 | 3.25 | 248 | 99995 | 12.516 | 60.9994 | -27.1085 | 0.2 | 134.4902 | 134.4902 | 134.4902 | 134.4902 | 566.4437 | 134.4902 | 355.6132 | 134.4902 | 385.7329 | 72.1595 | 534.8126 | 72.1595 | 996.6073 | 72.1595 | 847.5277 | 72.1595 | 904.4624 | 29.0492
|  | 4671 | 7 | 327 | 15 | 195 | 14 | 6 | 28 | 31.25 | 3.06 | 252 | 99976 | 12.464 | 54.7314 | -50.7123 | 0.2 | 133.4662 | 133.4662 | 133.4662 | 133.4662 | 489.7881 | 133.4662 | 568.9979 | 133.4662 | 390.1694 | 79.4951 | 334.1597 | 79.4951 | 894.0848 | 79.4951 | 950.0945 | 79.4951 | 835.1047 | 39.4229
|  | 4672 | 7 | 328 | 16 | 195 | 14 | 6 | 28 | 31.67 | 2.87 | 256 | 99956 | 12.406 | 46.1855 | -68.1139 | 0.2 | 132.4774 | 132.4774 | 132.4774 | 132.4774 | 368.547 | 132.4774 | 720.1297 | 132.4774 | 395.5768 | 95.7692 | 146.9703 | 95.7692 | 729.4297 | 95.7692 | 978.0362 | 95.7692 | 724.2473 | 64.1858
|  | 4673 | 7 | 329 | 17 | 195 | 14 | 6 | 28 | 30.89 | 2.29 | 270 | 99953 | 13.751 | 36.6177 | -81.6732 | 0.2 | 118.9828 | 118.9828 | 118.9828 | 118.9828 | 220.2154 | 118.9828 | 810.6423 | 118.9828 | 389.6741 | 93.9285 | 93.9285 | 93.9285 | 532.8385 | 93.9285 | 950.3334 | 93.9285 | 587.7615 | 68.2815
|  | 4674 | 7 | 330 | 18 | 195 | 14 | 6 | 28 | 30.11 | 1.72 | 284 | 99949 | 14.961 | 26.7208 | -93.2232 | 0.2 | 143.8723 | 106.7767 | 106.7767 | 106.7767 | 106.7767 | 106.7767 | 765.4982 | 106.7767 | 362.742 | 101.6616 | 101.6616 | 101.6616 | 310.2808 | 101.6616 | 802.2979 | 101.6616 | 419.1713 | 87.0434
|  | 4675 | 7 | 331 | 19 | 195 | 14 | 6 | 28 | 29.33 | 1.14 | 299 | 99946 | 16.034 | 16.924 | -103.9081 | 0.2 | 210.4448 | 83.3775 | 83.3775 | 83.3775 | 83.3775 | 83.3775 | 596.5222 | 83.3775 | 297.7659 | 94.1734 | 94.1734 | 94.1734 | 118.0656 | 94.1734 | 570.7638 | 94.1734 | 252.1805 | 91.3244
|  | 4676 | 7 | 332 | 20 | 195 | 14 | 6 | 28 | 27.47 | 1.36 | 240 | 99969 | 15.202 | 7.5653 | -114.4767 | 0.2 | 162.3285 | 46.4857 | 46.4857 | 46.4857 | 46.4857 | 46.4857 | 300.9533 | 46.4857 | 169.769 | 61.5984 | 61.5984 | 61.5984 | 61.5984 | 61.5984 | 267.7915 | 61.5984 | 103.1335 | 66
|  | 4677 | 7 | 333 | 21 | 195 | 14 | 6 | 28 | 25.62 | 1.58 | 182 | 99992 | 14.356 | 0 | -125.4703 | 0.2 | 0 | 0 | 0 | 0 | 0 | 0 | 0 | 0 | 0 | 0 | 0 | 0 | 0 | 0 | 0 | 0 | 0 | 0
|  | 4678 | 7 | 334 | 22 | 195 | 14 | 6 | 28 | 23.76 | 1.79 | 124 | 100015 | 13.491 | 0 | -137.2922 | 0.2 | 0 | 0 | 0 | 0 | 0 | 0 | 0 | 0 | 0 | 0 | 0 | 0 | 0 | 0 | 0 | 0 | 0 | 0
|  | 4679 | 7 | 335 | 23 | 195 | 14 | 6 | 28 | 22.49 | 1.63 | 132 | 100015 | 13.293 | 0 | -150.1839 | 0.2 | 0 | 0 | 0 | 0 | 0 | 0 | 0 | 0 | 0 | 0 | 0 | 0 | 0 | 0 | 0 | 0 | 0 | 0
|  | 4680 | 7 | 336 | 24 | 195 | 14 | 6 | 28 | 21.22 | 1.47 | 141 | 100015 | 13.038 | 0 | -164.1308 | 0.2 | 0 | 0 | 0 | 0 | 0 | 0 | 0 | 0 | 0 | 0 | 0 | 0 | 0 | 0 | 0 | 0 | 0 | 0
|  | 4681 | 7 | 337 | 1 | 196 | 15 | 7 | 28 | 19.94 | 1.31 | 149 | 100015 | 12.73 | 0 | -178.7507 | 0.2 | 0 | 0 | 0 | 0 | 0 | 0 | 0 | 0 | 0 | 0 | 0 | 0 | 0 | 0 | 0 | 0 | 0 | 0
|  | 4682 | 7 | 338 | 2 | 196 | 15 | 7 | 28 | 19.3 | 1.37 | 153 | 99985 | 12.407 | 0 | 166.5159 | 0.2 | 0 | 0 | 0 | 0 | 0 | 0 | 0 | 0 | 0 | 0 | 0 | 0 | 0 | 0 | 0 | 0 | 0 | 0
|  | 4683 | 7 | 339 | 3 | 196 | 15 | 7 | 28 | 18.67 | 1.42 | 157 | 99956 | 12.094 | 0 | 152.3926 | 0.2 | 0 | 0 | 0 | 0 | 0 | 0 | 0 | 0 | 0 | 0 | 0 | 0 | 0 | 0 | 0 | 0 | 0 | 0
|  | 4684 | 7 | 340 | 4 | 196 | 15 | 7 | 28 | 18.03 | 1.48 | 161 | 99927 | 11.779 | 0 | 139.2954 | 0.2 | 0 | 0 | 0 | 0 | 0 | 0 | 0 | 0 | 0 | 0 | 0 | 0 | 0 | 0 | 0 | 0 | 0 | 0
|  | 4685 | 7 | 341 | 5 | 196 | 15 | 7 | 28 | 19.17 | 1.95 | 162 | 99927 | 12.155 | 0 | 127.2915 | 0.2 | 0 | 0 | 0 | 0 | 0 | 0 | 0 | 0 | 0 | 0 | 0 | 0 | 0 | 0 | 0 | 0 | 0 | 0
|  | 4686 | 7 | 342 | 6 | 196 | 15 | 7 | 28 | 20.31 | 2.43 | 163 | 99927 | 12.515 | 5.9508 | 116.1725 | 0.2 | 8.7712 | 8.7712 | 8.7712 | 8.7712 | 8.7712 | 8.7712 | 8.7712 | 8.7712 | 13.998 | 13.998 | 13.998 | 13.998 | 13.998 | 13.998 | 13.998 | 13.998 | 17 | 17
|  | 4687 | 7 | 343 | 7 | 196 | 15 | 7 | 28 | 21.45 | 2.91 | 164 | 99927 | 12.852 | 15.2109 | 105.5561 | 0.2 | 173.4988 | 58.1754 | 472.4438 | 58.1754 | 58.1754 | 58.1754 | 58.1754 | 58.1754 | 224.9395 | 60.7174 | 436.3255 | 60.7174 | 61.8475 | 60.7174 | 60.7174 | 60.7174 | 170.1824 | 53.2607
|  | 4688 | 7 | 344 | 8 | 196 | 15 | 7 | 28 | 24.21 | 2.6 | 168 | 99923 | 13.72 | 24.9606 | 94.9245 | 0.2 | 139.8758 | 88.1446 | 688.5512 | 88.1446 | 88.1446 | 88.1446 | 88.1446 | 88.1446 | 316.7609 | 81.8325 | 704.733 | 81.8325 | 243.6019 | 81.8325 | 81.8325 | 81.8325 | 348.3779 | 67.8702
|  | 4689 | 7 | 345 | 9 | 196 | 15 | 7 | 28 | 26.98 | 2.29 | 171 | 99920 | 14.428 | 34.8664 | 83.5723 | 0.2 | 110.1611 | 110.1611 | 758.6124 | 110.1611 | 183.2141 | 110.1611 | 110.1611 | 110.1611 | 358.9103 | 89.0737 | 869.091 | 89.0737 | 462.2229 | 89.0737 | 89.0737 | 89.0737 | 520.1025 | 65.4429
|  | 4690 | 7 | 346 | 10 | 196 | 15 | 7 | 28 | 29.75 | 1.97 | 174 | 99917 | 14.892 | 44.5219 | 70.4416 | 0.2 | 127.2791 | 127.2791 | 705.8743 | 127.2791 | 332.8345 | 127.2791 | 127.2791 | 127.2791 | 376.5417 | 94.8966 | 931.02 | 94.8966 | 667.2411 | 94.8966 | 112.7627 | 94.8966 | 669.084 | 65.2222
|  | 4691 | 7 | 347 | 11 | 196 | 15 | 7 | 28 | 30.91 | 2.28 | 182 | 99881 | 14.478 | 53.2946 | 53.841 | 0.2 | 129.7556 | 129.7556 | 587.0107 | 129.7556 | 463.9139 | 129.7556 | 129.7556 | 129.7556 | 379.4628 | 78.5893 | 939.0766 | 78.5893 | 852.034 | 78.5893 | 292.4202 | 78.5893 | 799.573 | 39.9152
|  | 4692 | 7 | 348 | 12 | 196 | 15 | 7 | 28 | 32.07 | 2.58 | 190 | 99845 | 13.927 | 60.0459 | 31.4367 | 0.2 | 137.2288 | 137.2288 | 389.8845 | 137.2288 | 550.5505 | 137.2288 | 137.2288 | 137.2288 | 381.0125 | 78.8762 | 851.9296 | 78.8762 | 965.5376 | 78.8762 | 494.6205 | 78.8762 | 876.9362 | 36.3292
|  | 4693 | 7 | 349 | 13 | 196 | 15 | 7 | 28 | 33.24 | 2.88 | 199 | 99809 | 13.233 | 62.9855 | 2.5883 | 0.2 | 139.3318 | 139.3318 | 159.5413 | 139.3318 | 586.3972 | 139.3318 | 139.3318 | 139.3318 | 381.9721 | 77.4241 | 712.3853 | 77.4241 | 1014.218 | 77.4241 | 683.8048 | 77.4241 | 911.0373 | 33.276
|  | 4694 | 7 | 350 | 14 | 196 | 15 | 7 | 28 | 33.63 | 2.86 | 208 | 99750 | 13.086 | 60.862 | -26.9651 | 0.2 | 134.4708 | 134.4708 | 134.4708 | 134.4708 | 568.8559 | 134.4708 | 355.4674 | 134.4708 | 383.3069 | 72.2639 | 534.1954 | 72.2639 | 997.6203 | 72.2639 | 846.7318 | 72.2639 | 903.4697 | 29.2033
|  | 4695 | 7 | 351 | 15 | 196 | 15 | 7 | 28 | 34.01 | 2.84 | 218 | 99691 | 12.918 | 54.6159 | -50.5361 | 0.2 | 131.1439 | 131.1439 | 131.1439 | 131.1439 | 493.0437 | 131.1439 | 570.7275 | 131.1439 | 387.0516 | 76.0803 | 332.1208 | 76.0803 | 898.8552 | 76.0803 | 953.786 | 76.0803 | 837.7786 | 36.099
|  | 4696 | 7 | 352 | 16 | 196 | 15 | 7 | 28 | 34.4 | 2.81 | 228 | 99632 | 12.742 | 46.0851 | -67.9452 | 0.2 | 128.2188 | 128.2188 | 128.2188 | 128.2188 | 372.132 | 128.2188 | 730.2671 | 128.2188 | 392.8164 | 88.2293 | 139.5767 | 88.2293 | 737.7618 | 88.2293 | 991.0016 | 88.2293 | 730.2938 | 55.6294
|  | 4697 | 7 | 353 | 17 | 196 | 15 | 7 | 28 | 33.42 | 2.38 | 231 | 99625 | 14.502 | 36.5245 | -81.5204 | 0.2 | 116.2588 | 116.2588 | 116.2588 | 116.2588 | 219.9793 | 116.2588 | 811.966 | 116.2588 | 388.0529 | 93.0254 | 93.0254 | 93.0254 | 534.7359 | 93.0254 | 953.3338 | 93.0254 | 591.5982 | 70.6457
|  | 4698 | 7 | 354 | 18 | 196 | 15 | 7 | 28 | 32.44 | 1.95 | 234 | 99618 | 16.039 | 26.6288 | -93.0849 | 0.2 | 136.9351 | 98.9255 | 98.9255 | 98.9255 | 98.9255 | 98.9255 | 804.1914 | 98.9255 | 366.1394 | 88.8566 | 88.8566 | 88.8566 | 312.3857 | 88.8566 | 837.9609 | 88.8566 | 427.341 | 73.2135
|  | 4699 | 7 | 355 | 19 | 196 | 15 | 7 | 28 | 31.46 | 1.52 | 238 | 99612 | 17.368 | 16.8286 | -103.7817 | 0.2 | 228.455 | 71.8583 | 71.8583 | 71.8583 | 71.8583 | 71.8583 | 710.2883 | 71.8583 | 322.8007 | 71.4792 | 71.4792 | 71.4792 | 101.3394 | 71.4792 | 663.5082 | 71.4792 | 261.8536 | 63.0282
|  | 4700 | 7 | 356 | 20 | 196 | 15 | 7 | 28 | 29.16 | 1.66 | 215 | 99628 | 16.021 | 7.463 | -114.3605 | 0.2 | 228.5933 | 38.2624 | 38.2624 | 38.2624 | 38.2624 | 38.2624 | 458.615 | 38.2624 | 223.6178 | 46.2915 | 46.2915 | 46.2915 | 46.2915 | 46.2915 | 386.2676 | 46.2915 | 107.8528 | 47.4066
|  | 4701 | 7 | 357 | 21 | 196 | 15 | 7 | 28 | 26.87 | 1.81 | 193 | 99645 | 14.713 | 0 | -125.3643 | 0.2 | 0 | 0 | 0 | 0 | 0 | 0 | 0 | 0 | 0 | 0 | 0 | 0 | 0 | 0 | 0 | 0 | 0 | 0
|  | 4702 | 7 | 358 | 22 | 196 | 15 | 7 | 28 | 24.58 | 1.96 | 171 | 99661 | 13.451 | 0 | -137.1986 | 0.2 | 0 | 0 | 0 | 0 | 0 | 0 | 0 | 0 | 0 | 0 | 0 | 0 | 0 | 0 | 0 | 0 | 0 | 0
|  | 4703 | 7 | 359 | 23 | 196 | 15 | 7 | 28 | 23.48 | 2.2 | 175 | 99677 | 12.947 | 0 | -150.1073 | 0.2 | 0 | 0 | 0 | 0 | 0 | 0 | 0 | 0 | 0 | 0 | 0 | 0 | 0 | 0 | 0 | 0 | 0 | 0
|  | 4704 | 7 | 360 | 24 | 196 | 15 | 7 | 28 | 22.38 | 2.44 | 178 | 99694 | 12.445 | 0 | -164.0773 | 0.2 | 0 | 0 | 0 | 0 | 0 | 0 | 0 | 0 | 0 | 0 | 0 | 0 | 0 | 0 | 0 | 0 | 0 | 0
|  | 4705 | 7 | 361 | 1 | 197 | 16 | 1 | 29 | 21.27 | 2.68 | 182 | 99710 | 11.939 | 0 | -178.7274 | 0.2 | 0 | 0 | 0 | 0 | 0 | 0 | 0 | 0 | 0 | 0 | 0 | 0 | 0 | 0 | 0 | 0 | 0 | 0
|  | 4706 | 7 | 362 | 2 | 197 | 16 | 1 | 29 | 20.8 | 2.47 | 189 | 99717 | 10.762 | 0 | 166.5083 | 0.2 | 0 | 0 | 0 | 0 | 0 | 0 | 0 | 0 | 0 | 0 | 0 | 0 | 0 | 0 | 0 | 0 | 0 | 0
|  | 4707 | 7 | 363 | 3 | 197 | 16 | 1 | 29 | 20.33 | 2.27 | 197 | 99723 | 9.645 | 0 | 152.3573 | 0.2 | 0 | 0 | 0 | 0 | 0 | 0 | 0 | 0 | 0 | 0 | 0 | 0 | 0 | 0 | 0 | 0 | 0 | 0
|  | 4708 | 7 | 364 | 4 | 197 | 16 | 1 | 29 | 19.86 | 2.07 | 205 | 99730 | 8.586 | 0 | 139.2381 | 0.2 | 0 | 0 | 0 | 0 | 0 | 0 | 0 | 0 | 0 | 0 | 0 | 0 | 0 | 0 | 0 | 0 | 0 | 0
|  | 4709 | 7 | 365 | 5 | 197 | 16 | 1 | 29 | 20.6 | 2.39 | 197 | 99759 | 9.149 | 0 | 127.2176 | 0.2 | 0 | 0 | 0 | 0 | 0 | 0 | 0 | 0 | 0 | 0 | 0 | 0 | 0 | 0 | 0 | 0 | 0 | 0
|  | 4710 | 7 | 366 | 6 | 197 | 16 | 1 | 29 | 21.34 | 2.71 | 188 | 99789 | 9.744 | 5.8162 | 116.0857 | 0.2 | 8.2491 | 8.2491 | 8.2491 | 8.2491 | 8.2491 | 8.2491 | 8.2491 | 8.2491 | 13.1703 | 13.1703 | 13.1703 | 13.1703 | 13.1703 | 13.1703 | 13.1703 | 13.1703 | 16 | 16
|  | 4711 | 7 | 367 | 7 | 197 | 16 | 1 | 29 | 22.09 | 3.03 | 180 | 99818 | 10.38 | 15.082 | 105.458 | 0.2 | 178.0817 | 56.2958 | 496.6943 | 56.2958 | 56.2958 | 56.2958 | 56.2958 | 56.2958 | 230.4926 | 57.3079 | 455.7857 | 57.3079 | 58.2614 | 57.3079 | 57.3079 | 57.3079 | 172.4194 | 49.2851
|  | 4712 | 7 | 368 | 8 | 197 | 16 | 1 | 29 | 24.53 | 2.77 | 179 | 99818 | 11.085 | 24.8349 | 94.8156 | 0.2 | 138.6694 | 86.7748 | 702.7649 | 86.7748 | 86.7748 | 86.7748 | 86.7748 | 86.7748 | 318.0059 | 79.0129 | 716.8816 | 79.0129 | 244.6159 | 79.0129 | 79.0129 | 79.0129 | 350.4309 | 64.3383
|  | 4713 | 7 | 369 | 9 | 197 | 16 | 1 | 29 | 26.98 | 2.51 | 179 | 99818 | 11.724 | 34.7404 | 83.4524 | 0.2 | 110.0261 | 110.0261 | 758.2589 | 110.0261 | 184.4283 | 110.0261 | 110.0261 | 110.0261 | 356.5006 | 89.1551 | 867.4806 | 89.1551 | 461.7211 | 89.1551 | 89.1551 | 89.1551 | 518.1178 | 65.6321
|  | 4714 | 7 | 370 | 10 | 197 | 16 | 1 | 29 | 29.42 | 2.25 | 178 | 99818 | 12.249 | 44.3911 | 70.3128 | 0.2 | 127.6489 | 127.6489 | 706.6356 | 127.6489 | 334.8102 | 127.6489 | 127.6489 | 127.6489 | 374.8394 | 95.6476 | 930.73 | 95.6476 | 667.8098 | 95.6476 | 111.9192 | 95.6476 | 668.1194 | 66.1213
|  | 4715 | 7 | 371 | 11 | 197 | 16 | 1 | 29 | 30.48 | 2.34 | 180 | 99769 | 12.123 | 53.1535 | 53.7154 | 0.2 | 129.7456 | 129.7456 | 587.9546 | 129.7456 | 466.144 | 129.7456 | 129.7456 | 129.7456 | 377.2209 | 78.7085 | 939.0933 | 78.7085 | 852.9602 | 78.7085 | 291.0879 | 78.7085 | 798.6502 | 40.0915
|  | 4716 | 7 | 372 | 12 | 197 | 16 | 1 | 29 | 31.54 | 2.42 | 182 | 99720 | 11.929 | 59.8913 | 31.3551 | 0.2 | 136.8274 | 136.8274 | 389.9448 | 136.8274 | 552.2314 | 136.8274 | 136.8274 | 136.8274 | 378.0043 | 78.5703 | 850.7204 | 78.5703 | 965.4743 | 78.5703 | 492.7582 | 78.5703 | 874.9918 | 36.1241
|  | 4717 | 7 | 373 | 13 | 197 | 16 | 1 | 29 | 32.61 | 2.51 | 185 | 99671 | 11.659 | 62.8262 | 2.6195 | 0.2 | 143.2751 | 143.2751 | 163.4459 | 143.2751 | 584.1499 | 143.2751 | 143.2751 | 143.2751 | 380.3189 | 84.155 | 706.3273 | 84.155 | 1003.81 | 84.155 | 677.8016 | 84.155 | 899.957 | 40.2433
|  | 4718 | 7 | 374 | 14 | 197 | 16 | 1 | 29 | 33.2 | 2.67 | 188 | 99612 | 11.317 | 60.7179 | -26.8228 | 0.2 | 136.7362 | 136.7362 | 136.7362 | 136.7362 | 569.5632 | 136.7362 | 355.5894 | 136.7362 | 381.3967 | 75.8653 | 532.699 | 75.8653 | 993.5065 | 75.8653 | 842.2042 | 75.8653 | 897.6323 | 32.7188
|  | 4719 | 7 | 375 | 15 | 197 | 16 | 1 | 29 | 33.8 | 2.82 | 192 | 99553 | 10.942 | 54.4937 | -50.3581 | 0.2 | 136.0062 | 136.0062 | 136.0062 | 136.0062 | 493.5957 | 136.0062 | 567.6147 | 136.0062 | 386.374 | 83.7215 | 334.0347 | 83.7215 | 892.082 | 83.7215 | 944.4213 | 83.7215 | 829.4172 | 43.8123
|  | 4720 | 7 | 376 | 16 | 197 | 16 | 1 | 29 | 34.39 | 2.98 | 196 | 99494 | 10.521 | 45.9785 | -67.7736 | 0.2 | 139.7834 | 139.7834 | 139.7834 | 139.7834 | 368.6318 | 139.7834 | 699.8222 | 139.7834 | 388.5569 | 107.717 | 154.3699 | 107.717 | 712.1974 | 107.717 | 946.3844 | 107.717 | 701.9148 | 75.8989
|  | 4721 | 7 | 377 | 17 | 197 | 16 | 1 | 29 | 33.31 | 2.58 | 197 | 99464 | 12.87 | 36.4253 | -81.3645 | 0.2 | 122.4279 | 122.4279 | 122.4279 | 122.4279 | 224.7805 | 122.4279 | 796.3777 | 122.4279 | 384.2533 | 100.9239 | 100.9239 | 100.9239 | 529.0016 | 100.9239 | 933.1819 | 100.9239 | 579.7799 | 76.7391
|  | 4722 | 7 | 378 | 18 | 197 | 16 | 1 | 29 | 32.23 | 2.19 | 198 | 99435 | 14.915 | 26.5308 | -92.9436 | 0.2 | 142.4795 | 112.1443 | 112.1443 | 112.1443 | 112.1443 | 112.1443 | 702.0806 | 112.1443 | 344.4791 | 114.4915 | 114.4915 | 114.4915 | 301.5786 | 114.4915 | 740.1768 | 114.4915 | 398.2996 | 103.3833
|  | 4723 | 7 | 379 | 19 | 197 | 16 | 1 | 29 | 31.15 | 1.79 | 199 | 99405 | 16.678 | 16.7272 | -103.6525 | 0.2 | 166.6041 | 82.1336 | 82.1336 | 82.1336 | 82.1336 | 82.1336 | 429.8983 | 82.1336 | 238.1265 | 102.3451 | 102.3451 | 102.3451 | 118.6672 | 102.3451 | 424.3036 | 102.3451 | 213.801 | 106.2476
|  | 4724 | 7 | 380 | 20 | 197 | 16 | 1 | 29 | 29.19 | 2.11 | 201 | 99438 | 15.122 | 7.3547 | -114.2419 | 0.2 | 21.7227 | 18.9139 | 18.9139 | 18.9139 | 18.9139 | 18.9139 | 25.1516 | 18.9139 | 32.5106 | 29.9001 | 29.9001 | 29.9001 | 29.9001 | 29.9001 | 34.9351 | 29.9001 | 37 | 36.117
|  | 4725 | 7 | 381 | 21 | 197 | 16 | 1 | 29 | 27.23 | 2.43 | 202 | 99471 | 13.688 | 0 | -125.2564 | 0.2 | 0 | 0 | 0 | 0 | 0 | 0 | 0 | 0 | 0 | 0 | 0 | 0 | 0 | 0 | 0 | 0 | 0 | 0
|  | 4726 | 7 | 382 | 22 | 197 | 16 | 1 | 29 | 25.27 | 2.74 | 204 | 99504 | 12.368 | 0 | -137.1038 | 0.2 | 0 | 0 | 0 | 0 | 0 | 0 | 0 | 0 | 0 | 0 | 0 | 0 | 0 | 0 | 0 | 0 | 0 | 0
|  | 4727 | 7 | 383 | 23 | 197 | 16 | 1 | 29 | 24.45 | 2.81 | 212 | 99573 | 11.756 | 0 | -150.0304 | 0.2 | 0 | 0 | 0 | 0 | 0 | 0 | 0 | 0 | 0 | 0 | 0 | 0 | 0 | 0 | 0 | 0 | 0 | 0
|  | 4728 | 7 | 384 | 24 | 197 | 16 | 1 | 29 | 23.63 | 2.88 | 221 | 99641 | 11.173 | 0 | -164.0246 | 0.2 | 0 | 0 | 0 | 0 | 0 | 0 | 0 | 0 | 0 | 0 | 0 | 0 | 0 | 0 | 0 | 0 | 0 | 0
|  | 4729 | 7 | 385 | 1 | 198 | 17 | 2 | 29 | 22.81 | 2.95 | 230 | 99710 | 10.615 | 0 | -178.7063 | 0.2 | 0 | 0 | 0 | 0 | 0 | 0 | 0 | 0 | 0 | 0 | 0 | 0 | 0 | 0 | 0 | 0 | 0 | 0
|  | 4730 | 7 | 386 | 2 | 198 | 17 | 2 | 29 | 22.17 | 2.7 | 244 | 99795 | 10.279 | 0 | 166.4974 | 0.2 | 0 | 0 | 0 | 0 | 0 | 0 | 0 | 0 | 0 | 0 | 0 | 0 | 0 | 0 | 0 | 0 | 0 | 0
|  | 4731 | 7 | 387 | 3 | 198 | 17 | 2 | 29 | 21.53 | 2.45 | 258 | 99881 | 9.951 | 0 | 152.3177 | 0.2 | 0 | 0 | 0 | 0 | 0 | 0 | 0 | 0 | 0 | 0 | 0 | 0 | 0 | 0 | 0 | 0 | 0 | 0
|  | 4732 | 7 | 388 | 4 | 198 | 17 | 2 | 29 | 20.89 | 2.19 | 271 | 99966 | 9.632 | 0 | 139.1759 | 0.2 | 0 | 0 | 0 | 0 | 0 | 0 | 0 | 0 | 0 | 0 | 0 | 0 | 0 | 0 | 0 | 0 | 0 | 0
|  | 4733 | 7 | 389 | 5 | 198 | 17 | 2 | 29 | 21.09 | 2.16 | 275 | 100025 | 10.232 | 0 | 127.1384 | 0.2 | 0 | 0 | 0 | 0 | 0 | 0 | 0 | 0 | 0 | 0 | 0 | 0 | 0 | 0 | 0 | 0 | 0 | 0
|  | 4734 | 7 | 390 | 6 | 198 | 17 | 2 | 29 | 21.3 | 2.13 | 279 | 100084 | 10.853 | 5.6783 | 115.9932 | 0.2 | 1.0173 | 1.0173 | 1.0173 | 1.0173 | 1.0173 | 1.0173 | 1.0173 | 1.0173 | 1.6365 | 1.6365 | 1.6365 | 1.6365 | 1.6365 | 1.6365 | 1.6365 | 1.6365 | 2 | 2
|  | 4735 | 7 | 391 | 7 | 198 | 17 | 2 | 29 | 21.51 | 2.1 | 283 | 100143 | 11.488 | 14.9501 | 105.3541 | 0.2 | 75.5215 | 44.2861 | 158.0414 | 44.2861 | 44.2861 | 44.2861 | 44.2861 | 44.2861 | 102.4551 | 58.0954 | 160.8054 | 58.0954 | 58.2815 | 58.0954 | 58.0954 | 58.0954 | 92.7424 | 61.2438
|  | 4736 | 7 | 392 | 8 | 198 | 17 | 2 | 29 | 22.38 | 2.06 | 287 | 100179 | 11.429 | 24.7063 | 94.7004 | 0.2 | 27.1275 | 27.1275 | 27.1275 | 27.1275 | 27.1275 | 27.1275 | 27.1275 | 27.1275 | 43.0281 | 43.0281 | 43.0281 | 43.0281 | 43.0281 | 43.0281 | 43.0281 | 43.0281 | 52 | 52
|  | 4737 | 7 | 393 | 9 | 198 | 17 | 2 | 29 | 23.25 | 2.03 | 290 | 100215 | 11.326 | 34.6114 | 83.3258 | 0.2 | 47.8556 | 47.8556 | 48.2598 | 47.8556 | 47.9029 | 47.8556 | 47.8556 | 47.8556 | 75.5944 | 75.4293 | 75.9136 | 75.4293 | 75.6613 | 75.4293 | 75.4293 | 75.4293 | 91 | 90.7192
|  | 4738 | 7 | 394 | 10 | 198 | 17 | 2 | 29 | 24.12 | 2 | 294 | 100251 | 11.174 | 44.257 | 70.1767 | 0.2 | 98.819 | 98.819 | 111.4985 | 98.819 | 103.3898 | 98.819 | 98.819 | 98.819 | 159.245 | 153.1905 | 171.4427 | 153.1905 | 165.7089 | 153.1905 | 153.5112 | 153.1905 | 196 | 182.867
|  | 4739 | 7 | 395 | 11 | 198 | 17 | 2 | 29 | 24.91 | 1.94 | 286 | 100241 | 10.784 | 53.0084 | 53.5819 | 0.2 | 58.9502 | 58.9502 | 59.9098 | 58.9502 | 59.6582 | 58.9502 | 58.9502 | 58.9502 | 92.8722 | 92.2534 | 94.0513 | 92.2534 | 93.8733 | 92.2534 | 92.6942 | 92.2534 | 112 | 110.417
|  | 4740 | 7 | 396 | 12 | 198 | 17 | 2 | 29 | 25.7 | 1.89 | 279 | 100231 | 10.325 | 59.7317 | 31.2659 | 0.2 | 155.5186 | 155.5186 | 169.1674 | 155.5186 | 177.997 | 155.5186 | 155.5186 | 155.5186 | 252.038 | 236.0702 | 277.5838 | 236.0702 | 283.8273 | 236.0702 | 258.2815 | 236.0702 | 324.1148 | 279.0545
|  | 4741 | 7 | 397 | 13 | 198 | 17 | 2 | 29 | 26.5 | 1.83 | 272 | 100221 | 9.802 | 62.6609 | 2.6453 | 0.2 | 175.3646 | 175.3646 | 191.4547 | 175.3646 | 523.6141 | 175.3646 | 175.3646 | 175.3646 | 394.9118 | 164.3518 | 652.5388 | 164.3518 | 887.411 | 164.3518 | 629.784 | 164.3518 | 823.208 | 148.8974
|  | 4742 | 7 | 398 | 14 | 198 | 17 | 2 | 29 | 27.06 | 1.74 | 284 | 100185 | 10.036 | 60.5672 | -26.6821 | 0.2 | 200.6724 | 200.6724 | 200.6724 | 200.6724 | 414.5544 | 200.6724 | 308.16 | 200.6724 | 388.0956 | 239.3432 | 463.3277 | 239.3432 | 690.5704 | 239.3432 | 615.3382 | 239.3432 | 675.0668 | 250.8172
|  | 4743 | 7 | 399 | 15 | 198 | 17 | 2 | 29 | 27.61 | 1.64 | 296 | 100149 | 10.268 | 54.365 | -50.1785 | 0.2 | 78.2937 | 78.2937 | 78.2937 | 78.2937 | 80.7755 | 78.2937 | 81.2702 | 78.2937 | 123.9722 | 121.9044 | 123.6224 | 121.9044 | 127.4819 | 121.9044 | 127.8317 | 121.9044 | 151 | 145.594
|  | 4744 | 7 | 400 | 16 | 198 | 17 | 2 | 29 | 28.17 | 1.54 | 307 | 100113 | 10.508 | 45.8655 | -67.5993 | 0.2 | 151.3136 | 151.3136 | 151.3136 | 151.3136 | 356.1215 | 151.3136 | 648.197 | 151.3136 | 383.9817 | 137.1189 | 177.4531 | 137.1189 | 673.6238 | 137.1189 | 880.1523 | 137.1189 | 669.6481 | 115.7235
|  | 4745 | 7 | 401 | 17 | 198 | 17 | 2 | 29 | 27.69 | 1.56 | 328 | 100100 | 10.955 | 36.32 | -81.2055 | 0.2 | 128.6535 | 128.6535 | 128.6535 | 128.6535 | 226.2458 | 128.6535 | 759.4651 | 128.6535 | 375.7207 | 112.9314 | 112.9314 | 112.9314 | 513.7371 | 112.9314 | 890.78 | 112.9314 | 559.5025 | 90.27
|  | 4746 | 7 | 402 | 18 | 198 | 17 | 2 | 29 | 27.21 | 1.58 | 349 | 100087 | 11.369 | 26.4268 | -92.7994 | 0.2 | 130.6281 | 116.5697 | 116.5697 | 116.5697 | 116.5697 | 116.5697 | 404.0739 | 116.5697 | 259.7204 | 148.6233 | 148.6233 | 148.6233 | 239.8387 | 148.6233 | 453.0757 | 148.6233 | 300.3288 | 157.2722
|  | 4747 | 7 | 403 | 19 | 198 | 17 | 2 | 29 | 26.74 | 1.6 | 9 | 100074 | 11.757 | 16.6198 | -103.5207 | 0.2 | 191.0472 | 84.3852 | 84.3852 | 84.3852 | 84.3852 | 84.3852 | 527.9583 | 84.3852 | 271.2309 | 99.5185 | 99.5185 | 99.5185 | 120.3881 | 99.5185 | 509.463 | 99.5185 | 235.3733 | 99.1972
|  | 4748 | 7 | 404 | 20 | 198 | 17 | 2 | 29 | 25.22 | 1.87 | 14 | 100100 | 11.627 | 7.2403 | -114.121 | 0.2 | 126.3519 | 44.9807 | 44.9807 | 44.9807 | 44.9807 | 44.9807 | 226.7099 | 44.9807 | 136.1053 | 60.68 | 60.68 | 60.68 | 60.68 | 60.68 | 207.0691 | 60.68 | 90.5449 | 65.2486
|  | 4749 | 7 | 405 | 21 | 198 | 17 | 2 | 29 | 23.7 | 2.14 | 19 | 100126 | 11.42 | 0 | -125.1467 | 0.2 | 0 | 0 | 0 | 0 | 0 | 0 | 0 | 0 | 0 | 0 | 0 | 0 | 0 | 0 | 0 | 0 | 0 | 0
|  | 4750 | 7 | 406 | 22 | 198 | 17 | 2 | 29 | 22.18 | 2.41 | 23 | 100153 | 11.146 | 0 | -137.0079 | 0.2 | 0 | 0 | 0 | 0 | 0 | 0 | 0 | 0 | 0 | 0 | 0 | 0 | 0 | 0 | 0 | 0 | 0 | 0
|  | 4751 | 7 | 407 | 23 | 198 | 17 | 2 | 29 | 21.74 | 2.51 | 29 | 100143 | 11.052 | 0 | -149.9532 | 0.2 | 0 | 0 | 0 | 0 | 0 | 0 | 0 | 0 | 0 | 0 | 0 | 0 | 0 | 0 | 0 | 0 | 0 | 0
|  | 4752 | 7 | 408 | 24 | 198 | 17 | 2 | 29 | 21.3 | 2.62 | 35 | 100133 | 10.953 | 0 | -163.9727 | 0.2 | 0 | 0 | 0 | 0 | 0 | 0 | 0 | 0 | 0 | 0 | 0 | 0 | 0 | 0 | 0 | 0 | 0 | 0
|  | 4753 | 7 | 409 | 1 | 199 | 18 | 3 | 29 | 20.86 | 2.72 | 41 | 100123 | 10.852 | 0 | -178.6874 | 0.2 | 0 | 0 | 0 | 0 | 0 | 0 | 0 | 0 | 0 | 0 | 0 | 0 | 0 | 0 | 0 | 0 | 0 | 0
|  | 4754 | 7 | 410 | 2 | 199 | 18 | 3 | 29 | 20.45 | 2.44 | 38 | 100136 | 10.862 | 0 | 166.483 | 0.2 | 0 | 0 | 0 | 0 | 0 | 0 | 0 | 0 | 0 | 0 | 0 | 0 | 0 | 0 | 0 | 0 | 0 | 0
|  | 4755 | 7 | 411 | 3 | 199 | 18 | 3 | 29 | 20.04 | 2.16 | 35 | 100149 | 10.865 | 0 | 152.2739 | 0.2 | 0 | 0 | 0 | 0 | 0 | 0 | 0 | 0 | 0 | 0 | 0 | 0 | 0 | 0 | 0 | 0 | 0 | 0
|  | 4756 | 7 | 412 | 4 | 199 | 18 | 3 | 29 | 19.63 | 1.88 | 32 | 100162 | 10.859 | 0 | 139.1088 | 0.2 | 0 | 0 | 0 | 0 | 0 | 0 | 0 | 0 | 0 | 0 | 0 | 0 | 0 | 0 | 0 | 0 | 0 | 0
|  | 4757 | 7 | 413 | 5 | 199 | 18 | 3 | 29 | 19.89 | 1.88 | 30 | 100182 | 11.512 | 0 | 127.0539 | 0.2 | 0 | 0 | 0 | 0 | 0 | 0 | 0 | 0 | 0 | 0 | 0 | 0 | 0 | 0 | 0 | 0 | 0 | 0
|  | 4758 | 7 | 414 | 6 | 199 | 18 | 3 | 29 | 20.16 | 1.89 | 28 | 100202 | 12.19 | 5.5371 | 115.8953 | 0.2 | 1.0172 | 1.0172 | 1.0172 | 1.0172 | 1.0172 | 1.0172 | 1.0172 | 1.0172 | 1.6364 | 1.6364 | 1.6364 | 1.6364 | 1.6364 | 1.6364 | 1.6364 | 1.6364 | 2 | 2
|  | 4759 | 7 | 415 | 7 | 199 | 18 | 3 | 29 | 20.43 | 1.89 | 27 | 100221 | 12.891 | 14.8152 | 105.2444 | 0.2 | 14.4781 | 14.4781 | 14.4781 | 14.4781 | 14.4781 | 14.4781 | 14.4781 | 14.4781 | 23.0777 | 23.0777 | 23.0777 | 23.0777 | 23.0777 | 23.0777 | 23.0777 | 23.0777 | 28 | 28
|  | 4760 | 7 | 416 | 8 | 199 | 18 | 3 | 29 | 21.61 | 1.74 | 23 | 100231 | 12.589 | 24.5748 | 94.5791 | 0.2 | 17.1331 | 17.1331 | 17.1331 | 17.1331 | 17.1331 | 17.1331 | 17.1331 | 17.1331 | 27.248 | 27.248 | 27.248 | 27.248 | 27.248 | 27.248 | 27.248 | 27.248 | 33 | 33
|  | 4761 | 7 | 417 | 9 | 199 | 18 | 3 | 29 | 22.8 | 1.6 | 19 | 100241 | 12.167 | 34.4796 | 83.1925 | 0.2 | 63.5125 | 63.5125 | 68.5319 | 63.5125 | 64.1117 | 63.5125 | 63.5125 | 63.5125 | 101.6106 | 99.5795 | 105.5835 | 99.5795 | 102.458 | 99.5795 | 99.5795 | 99.5795 | 123 | 119.5285
|  | 4762 | 7 | 418 | 10 | 199 | 18 | 3 | 29 | 23.99 | 1.45 | 15 | 100251 | 11.604 | 44.1196 | 70.0332 | 0.2 | 153.9095 | 153.9095 | 483.4978 | 153.9095 | 273.6535 | 153.9095 | 153.9095 | 153.9095 | 331.0779 | 175.2961 | 648.8038 | 175.2961 | 500.4215 | 175.2961 | 182.6956 | 175.2961 | 515.7066 | 175.6539
|  | 4763 | 7 | 419 | 11 | 199 | 18 | 3 | 29 | 24.21 | 1.37 | 354 | 100231 | 11.257 | 52.8595 | 53.4406 | 0.2 | 146.038 | 146.038 | 172.3899 | 146.038 | 165.5797 | 146.038 | 146.038 | 146.038 | 238.8791 | 222.0689 | 271.3308 | 222.0689 | 266.5152 | 222.0689 | 234.0636 | 222.0689 | 306.2984 | 262.9835
|  | 4764 | 7 | 420 | 12 | 199 | 18 | 3 | 29 | 24.43 | 1.29 | 334 | 100212 | 10.901 | 59.5673 | 31.1691 | 0.2 | 159.9141 | 159.9141 | 379.7029 | 159.9141 | 523.2702 | 159.9141 | 159.9141 | 159.9141 | 380.653 | 126.441 | 792.9987 | 126.441 | 894.5162 | 126.441 | 482.1704 | 126.441 | 817.3031 | 94.4368
|  | 4765 | 7 | 421 | 13 | 199 | 18 | 3 | 29 | 24.66 | 1.21 | 314 | 100192 | 10.537 | 62.4896 | 2.6657 | 0.2 | 178.7606 | 178.7606 | 194.5118 | 178.7606 | 517.0719 | 178.7606 | 178.7606 | 178.7606 | 392.4376 | 171.825 | 642.7976 | 171.825 | 870.882 | 171.825 | 620.522 | 171.825 | 808.0937 | 157.7891
|  | 4766 | 7 | 422 | 14 | 199 | 18 | 3 | 29 | 25.89 | 1.35 | 325 | 100169 | 10.855 | 60.4099 | -26.543 | 0.2 | 198.898 | 198.898 | 198.898 | 198.898 | 434.7807 | 198.898 | 316.7258 | 198.898 | 393.5352 | 231.9932 | 477.0126 | 231.9932 | 727.1237 | 231.9932 | 643.6462 | 231.9932 | 705.4838 | 241.1463
|  | 4767 | 7 | 423 | 15 | 199 | 18 | 3 | 29 | 27.11 | 1.49 | 336 | 100146 | 11.142 | 54.2298 | -49.9976 | 0.2 | 137.3671 | 137.3671 | 137.3671 | 137.3671 | 496.1211 | 137.3671 | 564.8774 | 137.3671 | 380.7014 | 86.6073 | 332.0833 | 86.6073 | 888.0562 | 86.6073 | 936.6743 | 86.6073 | 821.6847 | 47.0188
|  | 4768 | 7 | 424 | 16 | 199 | 18 | 3 | 29 | 28.34 | 1.63 | 348 | 100123 | 11.413 | 45.7462 | -67.4223 | 0.2 | 130.0134 | 130.0134 | 130.0134 | 130.0134 | 376.5084 | 130.0134 | 722.8305 | 130.0134 | 382.2777 | 90.616 | 137.391 | 90.616 | 730.8742 | 90.616 | 975.761 | 90.616 | 715.6158 | 56.6489
|  | 4769 | 7 | 425 | 17 | 199 | 18 | 3 | 29 | 27.8 | 1.76 | 3 | 100107 | 11.667 | 36.2086 | -81.0437 | 0.2 | 110.5261 | 110.5261 | 110.5261 | 110.5261 | 224.1895 | 110.5261 | 831.7287 | 110.5261 | 380.7559 | 83.1627 | 83.1627 | 83.1627 | 541.5002 | 83.1627 | 971.0953 | 83.1627 | 593.7276 | 59.2039
|  | 4770 | 7 | 426 | 18 | 199 | 18 | 3 | 29 | 27.26 | 1.89 | 19 | 100090 | 11.896 | 26.3168 | -92.6524 | 0.2 | 130.1851 | 97.0812 | 97.0812 | 97.0812 | 97.0812 | 97.0812 | 811.6507 | 97.0812 | 359.5998 | 86.016 | 86.016 | 86.016 | 312.7838 | 86.016 | 841.4688 | 86.016 | 423.6356 | 69.8335
|  | 4771 | 7 | 427 | 19 | 199 | 18 | 3 | 29 | 26.73 | 2.03 | 34 | 100074 | 12.103 | 16.5065 | -103.3864 | 0.2 | 106.9345 | 69.1116 | 69.1116 | 69.1116 | 69.1116 | 69.1116 | 228.0433 | 69.1116 | 157.1707 | 96.1931 | 96.1931 | 96.1931 | 103.6811 | 96.1931 | 242.8075 | 96.1931 | 155.9821 | 107.5696
|  | 4772 | 7 | 428 | 20 | 199 | 18 | 3 | 29 | 25.31 | 2.12 | 43 | 100100 | 11.95 | 7.1198 | -113.9979 | 0.2 | 99.1147 | 34.4323 | 34.4323 | 34.4323 | 34.4323 | 34.4323 | 179.7258 | 34.4323 | 106.4961 | 46.7118 | 46.7118 | 46.7118 | 46.7118 | 46.7118 | 163.4968 | 46.7118 | 70.429 | 50.5636
|  | 4773 | 7 | 429 | 21 | 199 | 18 | 3 | 29 | 23.9 | 2.22 | 52 | 100126 | 11.736 | 0 | -125.0352 | 0.2 | 0 | 0 | 0 | 0 | 0 | 0 | 0 | 0 | 0 | 0 | 0 | 0 | 0 | 0 | 0 | 0 | 0 | 0
|  | 4774 | 7 | 430 | 22 | 199 | 18 | 3 | 29 | 22.48 | 2.32 | 60 | 100153 | 11.461 | 0 | -136.9108 | 0.2 | 0 | 0 | 0 | 0 | 0 | 0 | 0 | 0 | 0 | 0 | 0 | 0 | 0 | 0 | 0 | 0 | 0 | 0
|  | 4775 | 7 | 431 | 23 | 199 | 18 | 3 | 29 | 22.02 | 2.38 | 61 | 100136 | 11.303 | 0 | -149.8759 | 0.2 | 0 | 0 | 0 | 0 | 0 | 0 | 0 | 0 | 0 | 0 | 0 | 0 | 0 | 0 | 0 | 0 | 0 | 0
|  | 4776 | 7 | 432 | 24 | 199 | 18 | 3 | 29 | 21.55 | 2.44 | 62 | 100120 | 11.138 | 0 | -163.9218 | 0.2 | 0 | 0 | 0 | 0 | 0 | 0 | 0 | 0 | 0 | 0 | 0 | 0 | 0 | 0 | 0 | 0 | 0 | 0
|  | 4777 | 7 | 433 | 1 | 200 | 19 | 4 | 29 | 21.08 | 2.5 | 62 | 100103 | 10.97 | 0 | -178.6708 | 0.2 | 0 | 0 | 0 | 0 | 0 | 0 | 0 | 0 | 0 | 0 | 0 | 0 | 0 | 0 | 0 | 0 | 0 | 0
|  | 4778 | 7 | 434 | 2 | 200 | 19 | 4 | 29 | 20.57 | 2.31 | 68 | 100067 | 11.02 | 0 | 166.4653 | 0.2 | 0 | 0 | 0 | 0 | 0 | 0 | 0 | 0 | 0 | 0 | 0 | 0 | 0 | 0 | 0 | 0 | 0 | 0
|  | 4779 | 7 | 435 | 3 | 200 | 19 | 4 | 29 | 20.05 | 2.13 | 73 | 100031 | 11.046 | 0 | 152.2257 | 0.2 | 0 | 0 | 0 | 0 | 0 | 0 | 0 | 0 | 0 | 0 | 0 | 0 | 0 | 0 | 0 | 0 | 0 | 0
|  | 4780 | 7 | 436 | 4 | 200 | 19 | 4 | 29 | 19.54 | 1.94 | 78 | 99995 | 11.067 | 0 | 139.0368 | 0.2 | 0 | 0 | 0 | 0 | 0 | 0 | 0 | 0 | 0 | 0 | 0 | 0 | 0 | 0 | 0 | 0 | 0 | 0
|  | 4781 | 7 | 437 | 5 | 200 | 19 | 4 | 29 | 20.14 | 2.19 | 76 | 99969 | 11.5 | 0 | 126.9642 | 0.2 | 0 | 0 | 0 | 0 | 0 | 0 | 0 | 0 | 0 | 0 | 0 | 0 | 0 | 0 | 0 | 0 | 0 | 0
|  | 4782 | 7 | 438 | 6 | 200 | 19 | 4 | 29 | 20.74 | 2.44 | 73 | 99943 | 11.947 | 5.3927 | 115.7918 | 0.2 | 4.0938 | 4.0938 | 4.0938 | 4.0938 | 4.0938 | 4.0938 | 4.0938 | 4.0938 | 6.5634 | 6.5634 | 6.5634 | 6.5634 | 6.5634 | 6.5634 | 6.5634 | 6.5634 | 8 | 8
|  | 4783 | 7 | 439 | 7 | 200 | 19 | 4 | 29 | 21.34 | 2.69 | 71 | 99917 | 12.41 | 14.6774 | 105.1289 | 0.2 | 148.7522 | 57.6069 | 394.7298 | 57.6069 | 57.6069 | 57.6069 | 57.6069 | 57.6069 | 192.5193 | 63.3903 | 366.4517 | 63.3903 | 63.6203 | 63.3903 | 63.3903 | 63.3903 | 149.1378 | 57.6672
|  | 4784 | 7 | 440 | 8 | 200 | 19 | 4 | 29 | 22.95 | 2.49 | 72 | 99890 | 13.129 | 24.4406 | 94.4517 | 0.2 | 21.3284 | 21.3284 | 21.3284 | 21.3284 | 21.3284 | 21.3284 | 21.3284 | 21.3284 | 33.8832 | 33.8832 | 33.8832 | 33.8832 | 33.8832 | 33.8832 | 33.8832 | 33.8832 | 41 | 41
|  | 4785 | 7 | 441 | 9 | 200 | 19 | 4 | 29 | 24.57 | 2.29 | 73 | 99864 | 13.853 | 34.3449 | 83.0526 | 0.2 | 33.0554 | 33.0554 | 33.0554 | 33.0554 | 33.0554 | 33.0554 | 33.0554 | 33.0554 | 52.2642 | 52.2642 | 52.2642 | 52.2642 | 52.2642 | 52.2642 | 52.2642 | 52.2642 | 63 | 63
|  | 4786 | 7 | 442 | 10 | 200 | 19 | 4 | 29 | 26.18 | 2.1 | 74 | 99838 | 14.56 | 43.9791 | 69.8826 | 0.2 | 64.1558 | 64.1558 | 66.6332 | 64.1558 | 65.0632 | 64.1558 | 64.1558 | 64.1558 | 101.6558 | 100.4972 | 104.0492 | 100.4972 | 102.9391 | 100.4972 | 100.5457 | 100.4972 | 123 | 120.454
|  | 4787 | 7 | 443 | 11 | 200 | 19 | 4 | 29 | 26.43 | 1.93 | 125 | 99786 | 13.903 | 52.7067 | 53.2916 | 0.2 | 65.446 | 65.446 | 67.0699 | 65.446 | 66.6568 | 65.446 | 65.446 | 65.446 | 103.2943 | 102.2699 | 105.2988 | 102.2699 | 105.0066 | 102.2699 | 103.0022 | 102.2699 | 125 | 122.3404
|  | 4788 | 7 | 444 | 12 | 200 | 19 | 4 | 29 | 26.67 | 1.76 | 175 | 99733 | 13.216 | 59.398 | 31.0649 | 0.2 | 191.2423 | 191.2423 | 225.4318 | 191.2423 | 247.9975 | 191.2423 | 191.2423 | 191.2423 | 321.4182 | 282.3355 | 385.7257 | 282.3355 | 401.6821 | 282.3355 | 337.3745 | 282.3355 | 442.9337 | 330.9073
|  | 4789 | 7 | 445 | 13 | 200 | 19 | 4 | 29 | 26.92 | 1.59 | 226 | 99681 | 12.514 | 62.3123 | 2.6805 | 0.2 | 207.3011 | 207.3011 | 214.7523 | 207.3011 | 366.4542 | 207.3011 | 207.3011 | 207.3011 | 374.2303 | 272.0677 | 492.0373 | 272.0677 | 599.3068 | 272.0677 | 481.4997 | 272.0677 | 604.6948 | 301.062
|  | 4790 | 7 | 446 | 14 | 200 | 19 | 4 | 29 | 27.59 | 1.75 | 252 | 99720 | 12.982 | 60.2461 | -26.4057 | 0.2 | 156.9908 | 156.9908 | 156.9908 | 156.9908 | 551.6793 | 156.9908 | 352.9646 | 156.9908 | 383.1444 | 117.1367 | 523.6569 | 117.1367 | 941.3183 | 117.1367 | 800.8058 | 117.1367 | 853.8723 | 82.9921
|  | 4791 | 7 | 447 | 15 | 200 | 19 | 4 | 29 | 28.25 | 1.92 | 279 | 99759 | 13.459 | 54.088 | -49.8156 | 0.2 | 141.387 | 141.387 | 141.387 | 141.387 | 495.3916 | 141.387 | 560.5259 | 141.387 | 379.0576 | 93.6926 | 333.0007 | 93.6926 | 879.6956 | 93.6926 | 925.7525 | 93.6926 | 812.2983 | 54.7267
|  | 4792 | 7 | 448 | 16 | 200 | 19 | 4 | 29 | 28.92 | 2.08 | 306 | 99799 | 13.958 | 45.6207 | -67.243 | 0.2 | 146.07 | 146.07 | 146.07 | 146.07 | 369.8268 | 146.07 | 679.4857 | 146.07 | 380.9636 | 121.2012 | 162.0017 | 121.2012 | 697.4035 | 121.2012 | 916.3654 | 121.2012 | 683.5736 | 92.4573
|  | 4793 | 7 | 449 | 17 | 200 | 19 | 4 | 29 | 28.4 | 2.02 | 336 | 99782 | 14.246 | 36.0911 | -80.8791 | 0.2 | 142.479 | 142.479 | 142.479 | 142.479 | 221.3943 | 142.479 | 634.0168 | 142.479 | 352.2165 | 151.4037 | 151.4037 | 151.4037 | 463.8195 | 151.4037 | 755.5877 | 151.4037 | 506.1499 | 143.2425
|  | 4794 | 7 | 450 | 18 | 200 | 19 | 4 | 29 | 27.87 | 1.95 | 7 | 99766 | 14.496 | 26.2009 | -92.5028 | 0.2 | 136.0122 | 115.6786 | 115.6786 | 115.6786 | 115.6786 | 115.6786 | 580.8779 | 115.6786 | 308.8675 | 132.4674 | 132.4674 | 132.4674 | 280.1114 | 132.4674 | 623.435 | 132.4674 | 360.3246 | 131.1909
|  | 4795 | 7 | 451 | 19 | 200 | 19 | 4 | 29 | 27.35 | 1.89 | 38 | 99750 | 14.723 | 16.3871 | -103.2496 | 0.2 | 184.7144 | 84.3041 | 84.3041 | 84.3041 | 84.3041 | 84.3041 | 510.7461 | 84.3041 | 262.8297 | 100.7297 | 100.7297 | 100.7297 | 120.8282 | 100.7297 | 493.369 | 100.7297 | 230.1341 | 101.3002
|  | 4796 | 7 | 452 | 20 | 200 | 19 | 4 | 29 | 25.81 | 1.8 | 52 | 99750 | 14.543 | 6.9932 | -113.8726 | 0.2 | 137.6377 | 44.1394 | 44.1394 | 44.1394 | 44.1394 | 44.1394 | 255.4024 | 44.1394 | 145.3168 | 59.1649 | 59.1649 | 59.1649 | 59.1649 | 59.1649 | 228.5891 | 59.1649 | 91.8557 | 63.5167
|  | 4797 | 7 | 453 | 21 | 200 | 19 | 4 | 29 | 24.28 | 1.71 | 67 | 99750 | 14.275 | 0 | -124.9221 | 0.2 | 0 | 0 | 0 | 0 | 0 | 0 | 0 | 0 | 0 | 0 | 0 | 0 | 0 | 0 | 0 | 0 | 0 | 0
|  | 4798 | 7 | 454 | 22 | 200 | 19 | 4 | 29 | 22.75 | 1.61 | 82 | 99750 | 13.925 | 0 | -136.8127 | 0.2 | 0 | 0 | 0 | 0 | 0 | 0 | 0 | 0 | 0 | 0 | 0 | 0 | 0 | 0 | 0 | 0 | 0 | 0
|  | 4799 | 7 | 455 | 23 | 200 | 19 | 4 | 29 | 21.88 | 1.55 | 85 | 99723 | 13.86 | 0 | -149.7983 | 0.2 | 0 | 0 | 0 | 0 | 0 | 0 | 0 | 0 | 0 | 0 | 0 | 0 | 0 | 0 | 0 | 0 | 0 | 0
|  | 4800 | 7 | 456 | 24 | 200 | 19 | 4 | 29 | 21.01 | 1.49 | 88 | 99697 | 13.758 | 0 | -163.8719 | 0.2 | 0 | 0 | 0 | 0 | 0 | 0 | 0 | 0 | 0 | 0 | 0 | 0 | 0 | 0 | 0 | 0 | 0 | 0
|  | 4801 | 7 | 457 | 1 | 201 | 20 | 5 | 29 | 20.14 | 1.42 | 92 | 99671 | 13.624 | 0 | -178.6564 | 0.2 | 0 | 0 | 0 | 0 | 0 | 0 | 0 | 0 | 0 | 0 | 0 | 0 | 0 | 0 | 0 | 0 | 0 | 0
|  | 4802 | 7 | 458 | 2 | 201 | 20 | 5 | 29 | 19.72 | 1.53 | 100 | 99674 | 13.401 | 0 | 166.444 | 0.2 | 0 | 0 | 0 | 0 | 0 | 0 | 0 | 0 | 0 | 0 | 0 | 0 | 0 | 0 | 0 | 0 | 0 | 0
|  | 4803 | 7 | 459 | 3 | 201 | 20 | 5 | 29 | 19.29 | 1.64 | 108 | 99677 | 13.172 | 0 | 152.1732 | 0.2 | 0 | 0 | 0 | 0 | 0 | 0 | 0 | 0 | 0 | 0 | 0 | 0 | 0 | 0 | 0 | 0 | 0 | 0
|  | 4804 | 7 | 460 | 4 | 201 | 20 | 5 | 29 | 18.87 | 1.75 | 116 | 99681 | 12.952 | 0 | 138.9599 | 0.2 | 0 | 0 | 0 | 0 | 0 | 0 | 0 | 0 | 0 | 0 | 0 | 0 | 0 | 0 | 0 | 0 | 0 | 0
|  | 4805 | 7 | 461 | 5 | 201 | 20 | 5 | 29 | 19.72 | 1.86 | 119 | 99648 | 13.42 | 0 | 126.8692 | 0.2 | 0 | 0 | 0 | 0 | 0 | 0 | 0 | 0 | 0 | 0 | 0 | 0 | 0 | 0 | 0 | 0 | 0 | 0
|  | 4806 | 7 | 462 | 6 | 201 | 20 | 5 | 29 | 20.58 | 1.96 | 122 | 99615 | 13.902 | 5.2452 | 115.6828 | 0.2 | 2.5507 | 2.5507 | 2.5507 | 2.5507 | 2.5507 | 2.5507 | 2.5507 | 2.5507 | 4.0965 | 4.0965 | 4.0965 | 4.0965 | 4.0965 | 4.0965 | 4.0965 | 4.0965 | 5 | 5
|  | 4807 | 7 | 463 | 7 | 201 | 20 | 5 | 29 | 21.44 | 2.07 | 125 | 99582 | 14.394 | 14.5368 | 105.0077 | 0.2 | 106.0686 | 49.0036 | 261.859 | 49.0036 | 49.0036 | 49.0036 | 49.0036 | 49.0036 | 139.0093 | 58.2521 | 249.1698 | 58.2521 | 58.3072 | 58.2521 | 58.2521 | 58.2521 | 113.7707 | 56.6278
|  | 4808 | 7 | 464 | 8 | 201 | 20 | 5 | 29 | 23.58 | 1.81 | 129 | 99550 | 15.135 | 24.3037 | 94.3182 | 0.2 | 60.3267 | 59.0602 | 75.8328 | 59.0602 | 59.0602 | 59.0602 | 59.0602 | 59.0602 | 98.4732 | 92.2065 | 109.4377 | 92.2065 | 96.6821 | 92.2065 | 92.2065 | 92.2065 | 118.2842 | 110.6882
|  | 4809 | 7 | 465 | 9 | 201 | 20 | 5 | 29 | 25.73 | 1.55 | 134 | 99517 | 15.778 | 34.2074 | 82.9062 | 0.2 | 103.6251 | 103.6251 | 181.7481 | 103.6251 | 113.3473 | 103.6251 | 103.6251 | 103.6251 | 181.7429 | 150.7754 | 243.8588 | 150.7754 | 195.4921 | 150.7754 | 150.7754 | 150.7754 | 227.3541 | 173.8373
|  | 4810 | 7 | 466 | 10 | 201 | 20 | 5 | 29 | 27.88 | 1.3 | 138 | 99484 | 16.268 | 43.8355 | 69.7249 | 0.2 | 153.4932 | 153.4932 | 473.9707 | 153.4932 | 271.8834 | 153.4932 | 153.4932 | 153.4932 | 324.4025 | 176.1622 | 634.7289 | 176.1622 | 491.8315 | 176.1622 | 181.5052 | 176.1622 | 505.1325 | 177.0988
|  | 4811 | 7 | 467 | 11 | 201 | 20 | 5 | 29 | 27.66 | 2.03 | 168 | 99468 | 15.54 | 52.5501 | 53.135 | 0.2 | 51.8648 | 51.8648 | 52.2353 | 51.8648 | 52.1427 | 51.8648 | 51.8648 | 51.8648 | 81.5434 | 81.3122 | 82.0019 | 81.3122 | 81.9364 | 81.3122 | 81.4778 | 81.3122 | 98 | 97.3952
|  | 4812 | 7 | 468 | 12 | 201 | 20 | 5 | 29 | 27.44 | 2.76 | 198 | 99451 | 14.827 | 59.2239 | 30.9533 | 0.2 | 41.0445 | 41.0445 | 41.0445 | 41.0445 | 41.0445 | 41.0445 | 41.0445 | 41.0445 | 64.3334 | 64.3334 | 64.3334 | 64.3334 | 64.3334 | 64.3334 | 64.3334 | 64.3334 | 77 | 77
|  | 4813 | 7 | 469 | 13 | 201 | 20 | 5 | 29 | 27.23 | 3.49 | 227 | 99435 | 14.141 | 62.1292 | 2.6899 | 0.2 | 58.0318 | 58.0318 | 58.0781 | 58.0318 | 59.0182 | 58.0318 | 58.0318 | 58.0318 | 91.1676 | 90.5447 | 91.8978 | 90.5447 | 92.5625 | 90.5447 | 91.8323 | 90.5447 | 110 | 108.1327
|  | 4814 | 7 | 470 | 14 | 201 | 20 | 5 | 29 | 26.66 | 3.76 | 244 | 99540 | 13.589 | 60.0758 | -26.2703 | 0.2 | 92.5123 | 92.5123 | 92.5123 | 92.5123 | 97.3101 | 92.5123 | 94.8804 | 92.5123 | 146.4928 | 143.3124 | 148.2109 | 143.3124 | 153.2779 | 143.3124 | 151.5599 | 143.3124 | 180 | 170.7045
|  | 4815 | 7 | 471 | 15 | 201 | 20 | 5 | 29 | 26.09 | 4.02 | 261 | 99645 | 13.055 | 53.9398 | -49.6326 | 0.2 | 169.7905 | 169.7905 | 169.7905 | 169.7905 | 453.2623 | 169.7905 | 503.2526 | 169.7905 | 381.0185 | 156.4434 | 345.67 | 156.4434 | 781.9081 | 156.4434 | 817.2566 | 156.4434 | 734.7002 | 133.6314
|  | 4816 | 7 | 472 | 16 | 201 | 20 | 5 | 29 | 25.52 | 4.29 | 277 | 99750 | 12.542 | 45.4889 | -67.0613 | 0.2 | 88.7702 | 88.7702 | 88.7702 | 88.7702 | 92.2334 | 88.7702 | 96.9534 | 88.7702 | 141.9859 | 138.0434 | 138.6484 | 138.0434 | 146.8836 | 138.0434 | 150.221 | 138.0434 | 174 | 164.9613
|  | 4817 | 7 | 473 | 17 | 201 | 20 | 5 | 29 | 24.51 | 4.06 | 281 | 99802 | 12.26 | 35.9676 | -80.7119 | 0.2 | 147.7526 | 147.7526 | 147.7526 | 147.7526 | 196.6915 | 147.7526 | 446.9951 | 147.7526 | 303.8911 | 182.9051 | 182.9051 | 182.9051 | 373.1012 | 182.9051 | 550.0926 | 182.9051 | 410.9388 | 190.8999
|  | 4818 | 7 | 474 | 18 | 201 | 20 | 5 | 29 | 23.5 | 3.84 | 285 | 99854 | 11.96 | 26.079 | -92.3505 | 0.2 | 131.5352 | 104.0489 | 104.0489 | 104.0489 | 104.0489 | 104.0489 | 773.6735 | 104.0489 | 349.5999 | 98.2211 | 98.2211 | 98.2211 | 310.7283 | 98.2211 | 803.6602 | 98.2211 | 411.3927 | 83.3757
|  | 4819 | 7 | 475 | 19 | 201 | 20 | 5 | 29 | 22.5 | 3.61 | 288 | 99907 | 11.655 | 16.2618 | -103.1104 | 0.2 | 47.1876 | 43.814 | 43.814 | 43.814 | 43.814 | 43.814 | 58.2993 | 43.814 | 74.1615 | 68.7083 | 68.7083 | 68.7083 | 69.3905 | 68.7083 | 82.0187 | 68.7083 | 87 | 82.6616
|  | 4820 | 7 | 476 | 20 | 201 | 20 | 5 | 29 | 21.37 | 2.98 | 293 | 99959 | 11.457 | 6.8607 | -113.7454 | 0.2 | 234.4616 | 35.8016 | 35.8016 | 35.8016 | 35.8016 | 35.8016 | 487.39 | 35.8016 | 224.8529 | 42.406 | 42.406 | 42.406 | 42.406 | 42.406 | 403.7003 | 42.406 | 101.9888 | 42.63
|  | 4821 | 7 | 477 | 21 | 201 | 20 | 5 | 29 | 20.24 | 2.35 | 297 | 100012 | 11.226 | 0 | -124.8073 | 0.2 | 0 | 0 | 0 | 0 | 0 | 0 | 0 | 0 | 0 | 0 | 0 | 0 | 0 | 0 | 0 | 0 | 0 | 0
|  | 4822 | 7 | 478 | 22 | 201 | 20 | 5 | 29 | 19.11 | 1.72 | 302 | 100064 | 10.966 | 0 | -136.7137 | 0.2 | 0 | 0 | 0 | 0 | 0 | 0 | 0 | 0 | 0 | 0 | 0 | 0 | 0 | 0 | 0 | 0 | 0 | 0
|  | 4823 | 7 | 479 | 23 | 201 | 20 | 5 | 29 | 18.91 | 1.71 | 307 | 100074 | 11.232 | 0 | -149.7207 | 0.2 | 0 | 0 | 0 | 0 | 0 | 0 | 0 | 0 | 0 | 0 | 0 | 0 | 0 | 0 | 0 | 0 | 0 | 0
|  | 4824 | 7 | 480 | 24 | 201 | 20 | 5 | 29 | 18.71 | 1.7 | 312 | 100084 | 11.49 | 0 | -163.8229 | 0.2 | 0 | 0 | 0 | 0 | 0 | 0 | 0 | 0 | 0 | 0 | 0 | 0 | 0 | 0 | 0 | 0 | 0 | 0
|  | 4825 | 7 | 481 | 1 | 202 | 21 | 6 | 29 | 18.5 | 1.68 | 317 | 100094 | 11.732 | 0 | -178.6443 | 0.2 | 0 | 0 | 0 | 0 | 0 | 0 | 0 | 0 | 0 | 0 | 0 | 0 | 0 | 0 | 0 | 0 | 0 | 0
|  | 4826 | 7 | 482 | 2 | 202 | 21 | 6 | 29 | 17.89 | 1.5 | 324 | 100107 | 11.288 | 0 | 166.4193 | 0.2 | 0 | 0 | 0 | 0 | 0 | 0 | 0 | 0 | 0 | 0 | 0 | 0 | 0 | 0 | 0 | 0 | 0 | 0
|  | 4827 | 7 | 483 | 3 | 202 | 21 | 6 | 29 | 17.29 | 1.32 | 331 | 100120 | 10.867 | 0 | 152.1163 | 0.2 | 0 | 0 | 0 | 0 | 0 | 0 | 0 | 0 | 0 | 0 | 0 | 0 | 0 | 0 | 0 | 0 | 0 | 0
|  | 4828 | 7 | 484 | 4 | 202 | 21 | 6 | 29 | 16.68 | 1.14 | 338 | 100133 | 10.453 | 0 | 138.8781 | 0.2 | 0 | 0 | 0 | 0 | 0 | 0 | 0 | 0 | 0 | 0 | 0 | 0 | 0 | 0 | 0 | 0 | 0 | 0
|  | 4829 | 7 | 485 | 5 | 202 | 21 | 6 | 29 | 17.06 | 1.6 | 351 | 100110 | 10.659 | 0 | 126.769 | 0.2 | 0 | 0 | 0 | 0 | 0 | 0 | 0 | 0 | 0 | 0 | 0 | 0 | 0 | 0 | 0 | 0 | 0 | 0
|  | 4830 | 7 | 486 | 6 | 202 | 21 | 6 | 29 | 17.45 | 2.05 | 5 | 100087 | 10.873 | 5.0946 | 115.5684 | 0.2 | 0.50795 | 0.50795 | 0.50795 | 0.50795 | 0.50795 | 0.50795 | 0.50795 | 0.50795 | 0.81775 | 0.81775 | 0.81775 | 0.81775 | 0.81775 | 0.81775 | 0.81775 | 0.81775 | 1 | 1
|  | 4831 | 7 | 487 | 7 | 202 | 21 | 6 | 29 | 17.84 | 2.5 | 19 | 100064 | 11.092 | 14.3934 | 104.8807 | 0.2 | 7.7136 | 7.7136 | 7.7136 | 7.7136 | 7.7136 | 7.7136 | 7.7136 | 7.7136 | 12.333 | 12.333 | 12.333 | 12.333 | 12.333 | 12.333 | 12.333 | 12.333 | 15 | 15
|  | 4832 | 7 | 488 | 8 | 202 | 21 | 6 | 29 | 18.82 | 2.64 | 30 | 100041 | 10.904 | 24.1641 | 94.1786 | 0.2 | 26.0673 | 26.0673 | 26.0673 | 26.0673 | 26.0673 | 26.0673 | 26.0673 | 26.0673 | 41.3613 | 41.3613 | 41.3613 | 41.3613 | 41.3613 | 41.3613 | 41.3613 | 41.3613 | 50 | 50
|  | 4833 | 7 | 489 | 9 | 202 | 21 | 6 | 29 | 19.81 | 2.78 | 41 | 100018 | 10.648 | 34.0672 | 82.7533 | 0.2 | 86.4644 | 86.4644 | 106.701 | 86.4644 | 89.0376 | 86.4644 | 86.4644 | 86.4644 | 142.0543 | 134.1197 | 158.1833 | 134.1197 | 145.6934 | 134.1197 | 134.1197 | 134.1197 | 174.1846 | 160.3901
|  | 4834 | 7 | 490 | 10 | 202 | 21 | 6 | 29 | 20.79 | 2.92 | 53 | 99995 | 10.303 | 43.6888 | 69.5601 | 0.2 | 104.7452 | 104.7452 | 121.3481 | 104.7452 | 110.9329 | 104.7452 | 104.7452 | 104.7452 | 169.5236 | 161.9309 | 185.639 | 161.9309 | 178.2744 | 161.9309 | 162.159 | 161.9309 | 210.0568 | 193.1313
|  | 4835 | 7 | 491 | 11 | 202 | 21 | 6 | 29 | 21.44 | 2.55 | 50 | 99940 | 10.339 | 52.3898 | 52.9711 | 0.2 | 178.9614 | 178.9614 | 310.8946 | 178.9614 | 278.4847 | 178.9614 | 178.9614 | 178.9614 | 323.5186 | 242.2056 | 487.1831 | 242.2056 | 464.2659 | 242.2056 | 300.6014 | 242.2056 | 486.1095 | 271.5922
|  | 4836 | 7 | 492 | 12 | 202 | 21 | 6 | 29 | 22.08 | 2.18 | 47 | 99884 | 10.349 | 59.0451 | 30.8346 | 0.2 | 64.0583 | 64.0583 | 64.8657 | 64.0583 | 65.4108 | 64.0583 | 64.0583 | 64.0583 | 100.8302 | 99.9296 | 102.3575 | 99.9296 | 102.7429 | 99.9296 | 101.2157 | 99.9296 | 122 | 119.3739
|  | 4837 | 7 | 493 | 13 | 202 | 21 | 6 | 29 | 22.73 | 1.81 | 44 | 99828 | 10.349 | 61.9404 | 2.6939 | 0.2 | 76.5203 | 76.5203 | 76.6508 | 76.5203 | 79.2936 | 76.5203 | 76.5203 | 76.5203 | 120.6368 | 118.9149 | 122.6901 | 118.9149 | 124.5588 | 118.9149 | 122.5055 | 118.9149 | 147 | 141.7916
|  | 4838 | 7 | 494 | 14 | 202 | 21 | 6 | 29 | 22.69 | 2.06 | 26 | 99815 | 10.334 | 59.8991 | -26.1371 | 0.2 | 77.4685 | 77.4685 | 77.4685 | 77.4685 | 80.2386 | 77.4685 | 78.8278 | 77.4685 | 122.2503 | 120.4453 | 123.2479 | 120.4453 | 126.1679 | 120.4453 | 125.1703 | 120.4453 | 149 | 143.6772
|  | 4839 | 7 | 495 | 15 | 202 | 21 | 6 | 29 | 22.66 | 2.32 | 8 | 99802 | 10.325 | 53.7851 | -49.4488 | 0.2 | 125.3568 | 125.3568 | 125.3568 | 125.3568 | 136.2959 | 125.3568 | 138.1416 | 125.3568 | 201.2262 | 192.7139 | 199.921 | 192.7139 | 216.6963 | 192.7139 | 218.0014 | 192.7139 | 252 | 229.0228
|  | 4840 | 7 | 496 | 16 | 202 | 21 | 6 | 29 | 22.62 | 2.58 | 350 | 99789 | 10.31 | 45.3509 | -66.8776 | 0.2 | 52.2461 | 52.2461 | 52.2461 | 52.2461 | 52.4509 | 52.2461 | 52.7257 | 52.2461 | 82.3074 | 82.079 | 82.1131 | 82.079 | 82.597 | 82.079 | 82.7913 | 82.079 | 99 | 98.4721
|  | 4841 | 7 | 497 | 17 | 202 | 21 | 6 | 29 | 21.84 | 2.5 | 343 | 99773 | 10.821 | 35.8381 | -80.5422 | 0.2 | 42.1292 | 42.1292 | 42.1292 | 42.1292 | 42.1292 | 42.1292 | 42.1292 | 42.1292 | 66.4761 | 66.4761 | 66.4761 | 66.4761 | 66.4761 | 66.4761 | 66.4761 | 66.4761 | 80 | 80
|  | 4842 | 7 | 498 | 18 | 202 | 21 | 6 | 29 | 21.06 | 2.42 | 337 | 99756 | 11.258 | 25.9511 | -92.1958 | 0.2 | 38.8189 | 38.8189 | 38.8189 | 38.8189 | 38.8189 | 38.8189 | 38.8189 | 38.8189 | 61.3839 | 61.3839 | 61.3839 | 61.3839 | 61.3839 | 61.3839 | 61.3839 | 61.3839 | 74 | 74
|  | 4843 | 7 | 499 | 19 | 202 | 21 | 6 | 29 | 20.28 | 2.34 | 330 | 99740 | 11.629 | 16.1306 | -102.9689 | 0.2 | 36.6531 | 35.4705 | 35.4705 | 35.4705 | 35.4705 | 35.4705 | 40.6055 | 35.4705 | 57.8752 | 55.9613 | 55.9613 | 55.9613 | 56.2027 | 55.9613 | 60.67 | 55.9613 | 69 | 67.476
|  | 4844 | 7 | 500 | 20 | 202 | 21 | 6 | 29 | 19.41 | 2.3 | 326 | 99730 | 11.333 | 6.7221 | -113.6161 | 0.2 | 19.0548 | 16.9246 | 16.9246 | 16.9246 | 16.9246 | 16.9246 | 21.7966 | 16.9246 | 28.7366 | 26.7873 | 26.7873 | 26.7873 | 26.7873 | 26.7873 | 30.6754 | 26.7873 | 33 | 32.3733
|  | 4845 | 7 | 501 | 21 | 202 | 21 | 6 | 29 | 18.55 | 2.26 | 322 | 99720 | 11.038 | 0 | -124.6911 | 0.2 | 0 | 0 | 0 | 0 | 0 | 0 | 0 | 0 | 0 | 0 | 0 | 0 | 0 | 0 | 0 | 0 | 0 | 0
|  | 4846 | 7 | 502 | 22 | 202 | 21 | 6 | 29 | 17.68 | 2.22 | 318 | 99710 | 10.733 | 0 | -136.6137 | 0.2 | 0 | 0 | 0 | 0 | 0 | 0 | 0 | 0 | 0 | 0 | 0 | 0 | 0 | 0 | 0 | 0 | 0 | 0
|  | 4847 | 7 | 503 | 23 | 202 | 21 | 6 | 29 | 17.33 | 2.22 | 308 | 99684 | 10.813 | 0 | -149.643 | 0.2 | 0 | 0 | 0 | 0 | 0 | 0 | 0 | 0 | 0 | 0 | 0 | 0 | 0 | 0 | 0 | 0 | 0 | 0
|  | 4848 | 7 | 504 | 24 | 202 | 21 | 6 | 29 | 16.98 | 2.21 | 297 | 99658 | 10.886 | 0 | -163.775 | 0.2 | 0 | 0 | 0 | 0 | 0 | 0 | 0 | 0 | 0 | 0 | 0 | 0 | 0 | 0 | 0 | 0 | 0 | 0
|  | 4849 | 7 | 505 | 1 | 203 | 22 | 7 | 29 | 16.62 | 2.21 | 287 | 99632 | 10.941 | 0 | -178.6346 | 0.2 | 0 | 0 | 0 | 0 | 0 | 0 | 0 | 0 | 0 | 0 | 0 | 0 | 0 | 0 | 0 | 0 | 0 | 0
|  | 4850 | 7 | 506 | 2 | 203 | 22 | 7 | 29 | 15.99 | 2.26 | 271 | 99668 | 10.348 | 0 | 166.3911 | 0.2 | 0 | 0 | 0 | 0 | 0 | 0 | 0 | 0 | 0 | 0 | 0 | 0 | 0 | 0 | 0 | 0 | 0 | 0
|  | 4851 | 7 | 507 | 3 | 203 | 22 | 7 | 29 | 15.36 | 2.31 | 254 | 99704 | 9.785 | 0 | 152.055 | 0.2 | 0 | 0 | 0 | 0 | 0 | 0 | 0 | 0 | 0 | 0 | 0 | 0 | 0 | 0 | 0 | 0 | 0 | 0
|  | 4852 | 7 | 508 | 4 | 203 | 22 | 7 | 29 | 14.73 | 2.36 | 237 | 99740 | 9.247 | 0 | 138.7913 | 0.2 | 0 | 0 | 0 | 0 | 0 | 0 | 0 | 0 | 0 | 0 | 0 | 0 | 0 | 0 | 0 | 0 | 0 | 0
|  | 4853 | 7 | 509 | 5 | 203 | 22 | 7 | 29 | 15.15 | 2.7 | 236 | 99763 | 9.167 | 0 | 126.6635 | 0.2 | 0 | 0 | 0 | 0 | 0 | 0 | 0 | 0 | 0 | 0 | 0 | 0 | 0 | 0 | 0 | 0 | 0 | 0
|  | 4854 | 7 | 510 | 6 | 203 | 22 | 7 | 29 | 15.57 | 3.04 | 234 | 99786 | 9.075 | 4.941 | 115.4485 | 0.2 | 0 | 0 | 0 | 0 | 0 | 0 | 0 | 0 | 0 | 0 | 0 | 0 | 0 | 0 | 0 | 0 | 0 | 0
|  | 4855 | 7 | 511 | 7 | 203 | 22 | 7 | 29 | 15.99 | 3.38 | 232 | 99809 | 8.97 | 14.2472 | 104.7481 | 0.2 | 63.5183 | 39.3117 | 131.267 | 39.3117 | 39.3117 | 39.3117 | 39.3117 | 39.3117 | 86.0882 | 51.899 | 133.9938 | 51.899 | 51.899 | 51.899 | 51.899 | 51.899 | 78.882 | 54.7376
|  | 4856 | 7 | 512 | 8 | 203 | 22 | 7 | 29 | 17.18 | 3.65 | 237 | 99805 | 9.077 | 24.0219 | 94.0331 | 0.2 | 128.1023 | 88.239 | 653.6135 | 88.239 | 88.239 | 88.239 | 88.239 | 88.239 | 291.1709 | 84.3644 | 662.7634 | 84.3644 | 234.7957 | 84.3644 | 84.3644 | 84.3644 | 323.3308 | 70.7255
|  | 4857 | 7 | 513 | 9 | 203 | 22 | 7 | 29 | 18.38 | 3.92 | 241 | 99802 | 9.145 | 33.9243 | 82.5941 | 0.2 | 119.922 | 119.922 | 653.5755 | 119.922 | 189.2877 | 119.922 | 119.922 | 119.922 | 320.7356 | 113.8487 | 747.1344 | 113.8487 | 418.8334 | 113.8487 | 113.8487 | 113.8487 | 457.9911 | 96.0432
|  | 4858 | 7 | 514 | 10 | 203 | 22 | 7 | 29 | 19.58 | 4.19 | 246 | 99799 | 9.158 | 43.539 | 69.3886 | 0.2 | 135.9731 | 135.9731 | 659.961 | 135.9731 | 333.0467 | 135.9731 | 135.9731 | 135.9731 | 350.5979 | 113.7853 | 860.4654 | 113.7853 | 629.3021 | 113.7853 | 119.4346 | 113.7853 | 618.4903 | 86.513
|  | 4859 | 7 | 515 | 11 | 203 | 22 | 7 | 29 | 20.29 | 4.61 | 247 | 99792 | 8.969 | 52.2258 | 52.7998 | 0.2 | 119.9019 | 119.9019 | 133.2233 | 119.9019 | 130.0135 | 119.9019 | 119.9019 | 119.9019 | 192.6367 | 184.5266 | 209.2064 | 184.5266 | 206.9367 | 184.5266 | 190.367 | 184.5266 | 241.0355 | 219.4544
|  | 4860 | 7 | 516 | 12 | 203 | 22 | 7 | 29 | 20.99 | 5.02 | 249 | 99786 | 8.734 | 58.8616 | 30.7089 | 0.2 | 178.456 | 178.456 | 354.3767 | 178.456 | 474.6351 | 178.456 | 178.456 | 178.456 | 374.8507 | 181.091 | 708.6757 | 181.091 | 793.7113 | 181.091 | 459.8862 | 181.091 | 741.4256 | 171.2289
|  | 4861 | 7 | 517 | 13 | 203 | 22 | 7 | 29 | 21.7 | 5.43 | 250 | 99779 | 8.466 | 61.7458 | 2.6926 | 0.2 | 179.485 | 179.485 | 195.563 | 179.485 | 521.3591 | 179.485 | 179.485 | 179.485 | 383.0624 | 174.4833 | 636.1728 | 174.4833 | 866.5455 | 174.4833 | 613.4351 | 174.4833 | 798.1031 | 161.2536
|  | 4862 | 7 | 518 | 14 | 203 | 22 | 7 | 29 | 21.67 | 4.79 | 255 | 99750 | 8.223 | 59.716 | -26.0061 | 0.2 | 183.6275 | 183.6275 | 183.6275 | 183.6275 | 492.1731 | 183.6275 | 334.156 | 183.6275 | 383.8339 | 186.3188 | 495.5688 | 186.3188 | 820.1832 | 186.3188 | 708.4483 | 186.3188 | 764.1255 | 176.2514
|  | 4863 | 7 | 519 | 15 | 203 | 22 | 7 | 29 | 21.64 | 4.14 | 260 | 99720 | 7.982 | 53.624 | -49.2645 | 0.2 | 165.4414 | 165.4414 | 165.4414 | 165.4414 | 466.1887 | 165.4414 | 514.6545 | 165.4414 | 376.7452 | 147.0023 | 342.4746 | 147.0023 | 802.066 | 147.0023 | 836.3366 | 147.0023 | 747.623 | 121.9702
|  | 4864 | 7 | 520 | 16 | 203 | 22 | 7 | 29 | 21.61 | 3.49 | 266 | 99691 | 7.741 | 45.2067 | -66.692 | 0.2 | 142.4963 | 142.4963 | 142.4963 | 142.4963 | 160.5422 | 142.4963 | 184.3824 | 142.4963 | 236.2769 | 216.554 | 219.4194 | 216.554 | 261.7977 | 216.554 | 278.6553 | 216.554 | 302.5939 | 256.6556
|  | 4865 | 7 | 521 | 17 | 203 | 22 | 7 | 29 | 21.39 | 2.96 | 271 | 99661 | 7.893 | 35.7025 | -80.3702 | 0.2 | 129.0913 | 129.0913 | 129.0913 | 129.0913 | 149.0865 | 129.0913 | 246.9373 | 129.0913 | 231.2693 | 184.6682 | 184.6682 | 184.6682 | 259.5468 | 184.6682 | 328.7377 | 184.6682 | 297.3022 | 211.4031
|  | 4866 | 7 | 522 | 18 | 203 | 22 | 7 | 29 | 21.17 | 2.42 | 276 | 99632 | 8.039 | 25.8174 | -92.0387 | 0.2 | 114.0852 | 106.8423 | 106.8423 | 106.8423 | 106.8423 | 106.8423 | 310.3133 | 106.8423 | 220.1157 | 145.344 | 145.344 | 145.344 | 209.8727 | 145.344 | 358.8699 | 145.344 | 259.5961 | 161.0957
|  | 4867 | 7 | 523 | 19 | 203 | 22 | 7 | 29 | 20.96 | 1.89 | 282 | 99602 | 8.186 | 15.9935 | -102.8252 | 0.2 | 210.7554 | 70.0626 | 70.0626 | 70.0626 | 70.0626 | 70.0626 | 688.0653 | 70.0626 | 299.8963 | 71.9545 | 71.9545 | 71.9545 | 100.9267 | 71.9545 | 637.4054 | 71.9545 | 246.9491 | 65.2834
|  | 4868 | 7 | 524 | 20 | 203 | 22 | 7 | 29 | 19.4 | 1.69 | 224 | 99592 | 8.174 | 6.5776 | -113.4849 | 0.2 | 203.6189 | 34.4811 | 34.4811 | 34.4811 | 34.4811 | 34.4811 | 423.7521 | 34.4811 | 197.4869 | 43.2827 | 43.2827 | 43.2827 | 43.2827 | 43.2827 | 353.1446 | 43.2827 | 94.5767 | 45.6367
|  | 4869 | 7 | 525 | 21 | 203 | 22 | 7 | 29 | 17.85 | 1.49 | 166 | 99582 | 8.089 | 0 | -124.5733 | 0.2 | 0 | 0 | 0 | 0 | 0 | 0 | 0 | 0 | 0 | 0 | 0 | 0 | 0 | 0 | 0 | 0 | 0 | 0
|  | 4870 | 7 | 526 | 22 | 203 | 22 | 7 | 29 | 16.3 | 1.3 | 108 | 99573 | 7.94 | 0 | -136.5128 | 0.2 | 0 | 0 | 0 | 0 | 0 | 0 | 0 | 0 | 0 | 0 | 0 | 0 | 0 | 0 | 0 | 0 | 0 | 0
|  | 4871 | 7 | 527 | 23 | 203 | 22 | 7 | 29 | 15.68 | 1.29 | 112 | 99527 | 8.25 | 0 | -149.5652 | 0.2 | 0 | 0 | 0 | 0 | 0 | 0 | 0 | 0 | 0 | 0 | 0 | 0 | 0 | 0 | 0 | 0 | 0 | 0
|  | 4872 | 7 | 528 | 24 | 203 | 22 | 7 | 29 | 15.06 | 1.28 | 116 | 99481 | 8.522 | 0 | -163.7283 | 0.2 | 0 | 0 | 0 | 0 | 0 | 0 | 0 | 0 | 0 | 0 | 0 | 0 | 0 | 0 | 0 | 0 | 0 | 0
|  | 4873 | 7 | 529 | 1 | 204 | 23 | 1 | 30 | 14.44 | 1.27 | 120 | 99435 | 8.76 | 0 | -178.6272 | 0.2 | 0 | 0 | 0 | 0 | 0 | 0 | 0 | 0 | 0 | 0 | 0 | 0 | 0 | 0 | 0 | 0 | 0 | 0
|  | 4874 | 7 | 530 | 2 | 204 | 23 | 1 | 30 | 14.31 | 1.45 | 120 | 99333 | 8.771 | 0 | 166.3593 | 0.2 | 0 | 0 | 0 | 0 | 0 | 0 | 0 | 0 | 0 | 0 | 0 | 0 | 0 | 0 | 0 | 0 | 0 | 0
|  | 4875 | 7 | 531 | 3 | 204 | 23 | 1 | 30 | 14.19 | 1.63 | 120 | 99232 | 8.786 | 0 | 151.9893 | 0.2 | 0 | 0 | 0 | 0 | 0 | 0 | 0 | 0 | 0 | 0 | 0 | 0 | 0 | 0 | 0 | 0 | 0 | 0
|  | 4876 | 7 | 532 | 4 | 204 | 23 | 1 | 30 | 14.06 | 1.81 | 120 | 99130 | 8.796 | 0 | 138.6997 | 0.2 | 0 | 0 | 0 | 0 | 0 | 0 | 0 | 0 | 0 | 0 | 0 | 0 | 0 | 0 | 0 | 0 | 0 | 0
|  | 4877 | 7 | 533 | 5 | 204 | 23 | 1 | 30 | 14.87 | 2.27 | 120 | 99058 | 8.964 | 0 | 126.5528 | 0.2 | 0 | 0 | 0 | 0 | 0 | 0 | 0 | 0 | 0 | 0 | 0 | 0 | 0 | 0 | 0 | 0 | 0 | 0
|  | 4878 | 7 | 534 | 6 | 204 | 23 | 1 | 30 | 15.68 | 2.74 | 119 | 98986 | 9.122 | 4.7845 | 115.3231 | 0.2 | 0 | 0 | 0 | 0 | 0 | 0 | 0 | 0 | 0 | 0 | 0 | 0 | 0 | 0 | 0 | 0 | 0 | 0
|  | 4879 | 7 | 535 | 7 | 204 | 23 | 1 | 30 | 16.49 | 3.2 | 119 | 98914 | 9.267 | 14.0984 | 104.6099 | 0.2 | 16.5753 | 16.5753 | 16.5753 | 16.5753 | 16.5753 | 16.5753 | 16.5753 | 16.5753 | 26.395 | 26.395 | 26.395 | 26.395 | 26.395 | 26.395 | 26.395 | 26.395 | 32 | 32
|  | 4880 | 7 | 536 | 8 | 204 | 23 | 1 | 30 | 19.17 | 3.06 | 122 | 98842 | 10.142 | 23.8771 | 93.8817 | 0.2 | 71.5525 | 67.6144 | 125.6544 | 67.6144 | 67.6144 | 67.6144 | 67.6144 | 67.6144 | 121.1201 | 100.1266 | 159.3759 | 100.1266 | 115.5507 | 100.1266 | 100.1266 | 100.1266 | 142.1601 | 116.4089
|  | 4881 | 7 | 537 | 9 | 204 | 23 | 1 | 30 | 21.85 | 2.91 | 126 | 98770 | 10.984 | 33.7787 | 82.4285 | 0.2 | 118.4536 | 118.4536 | 307.9669 | 118.4536 | 143.6441 | 118.4536 | 118.4536 | 118.4536 | 230.2068 | 157.5937 | 382.0253 | 157.5937 | 265.8316 | 157.5937 | 157.5937 | 157.5937 | 300.4388 | 172.5579
|  | 4882 | 7 | 538 | 10 | 204 | 23 | 1 | 30 | 24.53 | 2.77 | 129 | 98698 | 11.755 | 43.3863 | 69.2102 | 0.2 | 112.4855 | 112.4855 | 135.1348 | 112.4855 | 121.0845 | 112.4855 | 112.4855 | 112.4855 | 183.2986 | 173.1869 | 205.3945 | 173.1869 | 195.4595 | 173.1869 | 173.3636 | 173.1869 | 229.1804 | 206.2813
|  | 4883 | 7 | 539 | 11 | 204 | 23 | 1 | 30 | 25.95 | 3.49 | 153 | 98613 | 11.71 | 52.0581 | 52.6215 | 0.2 | 76.2631 | 76.2631 | 79.3126 | 76.2631 | 78.5928 | 76.2631 | 76.2631 | 76.2631 | 120.7093 | 118.8761 | 124.5129 | 118.8761 | 124.004 | 118.8761 | 120.2003 | 118.8761 | 147 | 142.0779
|  | 4884 | 7 | 540 | 12 | 204 | 23 | 1 | 30 | 27.37 | 4.22 | 176 | 98527 | 11.553 | 58.6736 | 30.5764 | 0.2 | 184.1768 | 184.1768 | 238.9995 | 184.1768 | 276.9642 | 184.1768 | 184.1768 | 184.1768 | 313.2598 | 253.6621 | 417.636 | 253.6621 | 444.481 | 253.6621 | 340.1049 | 253.6621 | 462.2219 | 285.1505
|  | 4885 | 7 | 541 | 13 | 204 | 23 | 1 | 30 | 28.8 | 4.94 | 200 | 98442 | 11.271 | 61.5455 | 2.6859 | 0.2 | 190.6885 | 190.6885 | 193.1459 | 190.6885 | 243.0717 | 190.6885 | 190.6885 | 190.6885 | 314.6348 | 283.2505 | 353.413 | 283.2505 | 388.7159 | 283.2505 | 349.9377 | 283.2505 | 429.1457 | 332.3783
|  | 4886 | 7 | 542 | 14 | 204 | 23 | 1 | 30 | 27.25 | 5.09 | 211 | 98439 | 11.358 | 59.5266 | -25.8775 | 0.2 | 199.3299 | 199.3299 | 199.3299 | 199.3299 | 403.0583 | 199.3299 | 298.1561 | 199.3299 | 370.3148 | 242.2675 | 444.4918 | 242.2675 | 658.4302 | 242.2675 | 584.2531 | 242.2675 | 640.5166 | 255.7021
|  | 4887 | 7 | 543 | 15 | 204 | 23 | 1 | 30 | 25.71 | 5.23 | 223 | 98436 | 11.34 | 53.4565 | -49.0798 | 0.2 | 59.4634 | 59.4634 | 59.4634 | 59.4634 | 60.272 | 59.4634 | 60.3962 | 59.4634 | 93.6396 | 93.0336 | 93.5518 | 93.0336 | 94.7831 | 93.0336 | 94.8709 | 93.0336 | 113 | 111.3344
|  | 4888 | 7 | 544 | 16 | 204 | 23 | 1 | 30 | 24.16 | 5.38 | 235 | 98432 | 11.219 | 45.0563 | -66.5046 | 0.2 | 54.2532 | 54.2532 | 54.2532 | 54.2532 | 54.5731 | 54.2532 | 54.9891 | 54.2532 | 85.5367 | 85.1944 | 85.2426 | 85.1944 | 85.9892 | 85.1944 | 86.2833 | 85.1944 | 103 | 102.196
|  | 4889 | 7 | 545 | 17 | 204 | 23 | 1 | 30 | 22.14 | 5.34 | 239 | 98478 | 12.111 | 35.5609 | -80.1959 | 0.2 | 32.5424 | 32.5424 | 32.5424 | 32.5424 | 32.5424 | 32.5424 | 32.5424 | 32.5424 | 51.4428 | 51.4428 | 51.4428 | 51.4428 | 51.4428 | 51.4428 | 51.4428 | 51.4428 | 62 | 62
|  | 4890 | 7 | 546 | 18 | 204 | 23 | 1 | 30 | 20.12 | 5.31 | 243 | 98524 | 12.621 | 25.6778 | -91.8793 | 0.2 | 22.3894 | 22.3894 | 22.3894 | 22.3894 | 22.3894 | 22.3894 | 22.3894 | 22.3894 | 35.5506 | 35.5506 | 35.5506 | 35.5506 | 35.5506 | 35.5506 | 35.5506 | 35.5506 | 43 | 43
|  | 4891 | 7 | 547 | 19 | 204 | 23 | 1 | 30 | 18.11 | 5.27 | 247 | 98570 | 12.827 | 15.8505 | -102.6794 | 0.2 | 18.1467 | 18.1467 | 18.1467 | 18.1467 | 18.1467 | 18.1467 | 18.1467 | 18.1467 | 28.8819 | 28.8819 | 28.8819 | 28.8819 | 28.8819 | 28.8819 | 28.8819 | 28.8819 | 35 | 35
|  | 4892 | 7 | 548 | 20 | 204 | 23 | 1 | 30 | 17.55 | 4.74 | 245 | 98593 | 12.109 | 6.4272 | -113.3518 | 0.2 | 5.1243 | 5.1243 | 5.1243 | 5.1243 | 5.1243 | 5.1243 | 5.1243 | 5.1243 | 8.2092 | 8.2092 | 8.2092 | 8.2092 | 8.2092 | 8.2092 | 8.2092 | 8.2092 | 10 | 10
|  | 4893 | 7 | 549 | 21 | 204 | 23 | 1 | 30 | 16.99 | 4.2 | 244 | 98616 | 11.423 | 0 | -124.454 | 0.2 | 0 | 0 | 0 | 0 | 0 | 0 | 0 | 0 | 0 | 0 | 0 | 0 | 0 | 0 | 0 | 0 | 0 | 0
|  | 4894 | 7 | 550 | 22 | 204 | 23 | 1 | 30 | 16.43 | 3.67 | 242 | 98639 | 10.771 | 0 | -136.411 | 0.2 | 0 | 0 | 0 | 0 | 0 | 0 | 0 | 0 | 0 | 0 | 0 | 0 | 0 | 0 | 0 | 0 | 0 | 0
|  | 4895 | 7 | 551 | 23 | 204 | 23 | 1 | 30 | 16.31 | 3.6 | 243 | 98639 | 10.525 | 0 | -149.4875 | 0.2 | 0 | 0 | 0 | 0 | 0 | 0 | 0 | 0 | 0 | 0 | 0 | 0 | 0 | 0 | 0 | 0 | 0 | 0
|  | 4896 | 7 | 552 | 24 | 204 | 23 | 1 | 30 | 16.18 | 3.54 | 244 | 98639 | 10.275 | 0 | -163.6826 | 0.2 | 0 | 0 | 0 | 0 | 0 | 0 | 0 | 0 | 0 | 0 | 0 | 0 | 0 | 0 | 0 | 0 | 0 | 0
|  | 4897 | 7 | 553 | 1 | 205 | 24 | 2 | 30 | 16.05 | 3.48 | 245 | 98639 | 10.029 | 0 | -178.6223 | 0.2 | 0 | 0 | 0 | 0 | 0 | 0 | 0 | 0 | 0 | 0 | 0 | 0 | 0 | 0 | 0 | 0 | 0 | 0
|  | 4898 | 7 | 554 | 2 | 205 | 24 | 2 | 30 | 16.26 | 4.11 | 238 | 98652 | 9.719 | 0 | 166.324 | 0.2 | 0 | 0 | 0 | 0 | 0 | 0 | 0 | 0 | 0 | 0 | 0 | 0 | 0 | 0 | 0 | 0 | 0 | 0
|  | 4899 | 7 | 555 | 3 | 205 | 24 | 2 | 30 | 16.48 | 4.74 | 231 | 98665 | 9.403 | 0 | 151.9192 | 0.2 | 0 | 0 | 0 | 0 | 0 | 0 | 0 | 0 | 0 | 0 | 0 | 0 | 0 | 0 | 0 | 0 | 0 | 0
|  | 4900 | 7 | 556 | 4 | 205 | 24 | 2 | 30 | 16.69 | 5.37 | 224 | 98678 | 9.072 | 0 | 138.603 | 0.2 | 0 | 0 | 0 | 0 | 0 | 0 | 0 | 0 | 0 | 0 | 0 | 0 | 0 | 0 | 0 | 0 | 0 | 0
|  | 4901 | 7 | 557 | 5 | 205 | 24 | 2 | 30 | 16.9 | 5.79 | 225 | 98671 | 9.417 | 0 | 126.4369 | 0.2 | 0 | 0 | 0 | 0 | 0 | 0 | 0 | 0 | 0 | 0 | 0 | 0 | 0 | 0 | 0 | 0 | 0 | 0
|  | 4902 | 7 | 558 | 6 | 205 | 24 | 2 | 30 | 17.11 | 6.22 | 225 | 98665 | 9.769 | 4.625 | 115.1924 | 0.2 | 0 | 0 | 0 | 0 | 0 | 0 | 0 | 0 | 0 | 0 | 0 | 0 | 0 | 0 | 0 | 0 | 0 | 0
|  | 4903 | 7 | 559 | 7 | 205 | 24 | 2 | 30 | 17.33 | 6.65 | 225 | 98658 | 10.136 | 13.947 | 104.466 | 0.2 | 6.6784 | 6.6784 | 6.6784 | 6.6784 | 6.6784 | 6.6784 | 6.6784 | 6.6784 | 10.6839 | 10.6839 | 10.6839 | 10.6839 | 10.6839 | 10.6839 | 10.6839 | 10.6839 | 13 | 13
|  | 4904 | 7 | 560 | 8 | 205 | 24 | 2 | 30 | 17.37 | 7.32 | 231 | 98701 | 10.696 | 23.7298 | 93.7245 | 0.2 | 23.4277 | 23.4277 | 23.4277 | 23.4277 | 23.4277 | 23.4277 | 23.4277 | 23.4277 | 37.2019 | 37.2019 | 37.2019 | 37.2019 | 37.2019 | 37.2019 | 37.2019 | 37.2019 | 45 | 45
|  | 4905 | 7 | 561 | 9 | 205 | 24 | 2 | 30 | 17.42 | 7.99 | 236 | 98744 | 11.267 | 33.6304 | 82.2567 | 0.2 | 99.5019 | 99.5019 | 169.8948 | 99.5019 | 109.0735 | 99.5019 | 99.5019 | 99.5019 | 172.0239 | 145.3786 | 228.5674 | 145.3786 | 185.5602 | 145.3786 | 145.3786 | 145.3786 | 215.1148 | 167.861
|  | 4906 | 7 | 562 | 10 | 205 | 24 | 2 | 30 | 17.47 | 8.66 | 242 | 98786 | 11.84 | 43.2305 | 69.0252 | 0.2 | 129.791 | 129.791 | 205.3488 | 129.791 | 158.7568 | 129.791 | 129.791 | 129.791 | 220.0837 | 186.7762 | 293.9931 | 186.7762 | 261.0475 | 186.7762 | 187.1382 | 186.7762 | 290.1028 | 214.0331
|  | 4907 | 7 | 563 | 11 | 205 | 24 | 2 | 30 | 17.93 | 9.03 | 246 | 98858 | 11.367 | 51.8868 | 52.4362 | 0.2 | 177.7578 | 177.7578 | 372.5367 | 177.7578 | 327.5618 | 177.7578 | 177.7578 | 177.7578 | 335.9032 | 220.3409 | 579.56 | 220.3409 | 547.7579 | 220.3409 | 304.1011 | 220.3409 | 547.9191 | 234.6854
|  | 4908 | 7 | 564 | 12 | 205 | 24 | 2 | 30 | 18.39 | 9.4 | 251 | 98930 | 10.855 | 58.4809 | 30.4372 | 0.2 | 40.4875 | 40.4875 | 40.4875 | 40.4875 | 40.4875 | 40.4875 | 40.4875 | 40.4875 | 63.481 | 63.481 | 63.481 | 63.481 | 63.481 | 63.481 | 63.481 | 63.481 | 76 | 76
|  | 4909 | 7 | 565 | 13 | 205 | 24 | 2 | 30 | 18.85 | 9.77 | 256 | 99002 | 10.306 | 61.3397 | 2.6741 | 0.2 | 57.5235 | 57.5235 | 57.5679 | 57.5235 | 58.4746 | 57.5235 | 57.5235 | 57.5235 | 90.3486 | 89.7893 | 91.0525 | 89.7893 | 91.6936 | 89.7893 | 90.9897 | 89.7893 | 109 | 107.258
|  | 4910 | 7 | 566 | 14 | 205 | 24 | 2 | 30 | 19.23 | 9.1 | 260 | 99130 | 10.063 | 59.3309 | -25.7513 | 0.2 | 61.0479 | 61.0479 | 61.0479 | 61.0479 | 62.1954 | 61.0479 | 61.6014 | 61.0479 | 95.996 | 95.2883 | 96.416 | 95.2883 | 97.6188 | 95.2883 | 97.1988 | 95.2883 | 116 | 113.8516
|  | 4911 | 7 | 567 | 15 | 205 | 24 | 2 | 30 | 19.62 | 8.44 | 264 | 99258 | 9.811 | 53.2826 | -48.8949 | 0.2 | 49.8356 | 49.8356 | 49.8356 | 49.8356 | 50.0285 | 49.8356 | 50.0567 | 49.8356 | 78.2906 | 78.1488 | 78.2707 | 78.1488 | 78.5634 | 78.1488 | 78.5833 | 78.1488 | 94 | 93.6066
|  | 4912 | 7 | 568 | 16 | 205 | 24 | 2 | 30 | 20 | 7.78 | 268 | 99386 | 9.534 | 44.8997 | -66.3156 | 0.2 | 106.6375 | 106.6375 | 106.6375 | 106.6375 | 113.231 | 106.6375 | 121.669 | 106.6375 | 171.8066 | 164.903 | 165.84 | 164.903 | 181.1312 | 164.903 | 187.0978 | 164.903 | 213 | 196.6434
|  | 4913 | 7 | 569 | 17 | 205 | 24 | 2 | 30 | 19.28 | 6.69 | 268 | 99448 | 8.907 | 35.4134 | -80.0195 | 0.2 | 124.2585 | 124.2585 | 124.2585 | 124.2585 | 238.4719 | 124.2585 | 773.288 | 124.2585 | 357.3569 | 106.7956 | 106.7956 | 106.7956 | 518.8791 | 106.7956 | 897.0511 | 106.7956 | 552.1667 | 83.6061
|  | 4914 | 7 | 570 | 18 | 205 | 24 | 2 | 30 | 18.55 | 5.6 | 269 | 99510 | 8.311 | 25.5323 | -91.7177 | 0.2 | 121.3589 | 113.1452 | 113.1452 | 113.1452 | 113.1452 | 113.1452 | 387.0347 | 113.1452 | 243.6153 | 145.2562 | 145.2562 | 145.2562 | 231.9993 | 145.2562 | 431.4764 | 145.2562 | 284.9979 | 154.1109
|  | 4915 | 7 | 571 | 19 | 205 | 24 | 2 | 30 | 17.83 | 4.51 | 269 | 99573 | 7.754 | 15.7017 | -102.5315 | 0.2 | 99.3426 | 65.6667 | 65.6667 | 65.6667 | 65.6667 | 65.6667 | 217.1741 | 65.6667 | 146.3684 | 91.7041 | 91.7041 | 91.7041 | 98.7435 | 91.7041 | 229.6879 | 91.7041 | 146.2919 | 102.6608
|  | 4916 | 7 | 572 | 20 | 205 | 24 | 2 | 30 | 17.01 | 3.84 | 262 | 99655 | 7.648 | 6.2709 | -113.217 | 0.2 | 73.1468 | 28.0521 | 28.0521 | 28.0521 | 28.0521 | 28.0521 | 133.1797 | 28.0521 | 80.8035 | 40.0284 | 40.0284 | 40.0284 | 40.0284 | 40.0284 | 123.2532 | 40.0284 | 57.7384 | 45.1683
|  | 4917 | 7 | 573 | 21 | 205 | 24 | 2 | 30 | 16.2 | 3.17 | 255 | 99736 | 7.534 | 0 | -124.3334 | 0.2 | 0 | 0 | 0 | 0 | 0 | 0 | 0 | 0 | 0 | 0 | 0 | 0 | 0 | 0 | 0 | 0 | 0 | 0
|  | 4918 | 7 | 574 | 22 | 205 | 24 | 2 | 30 | 15.39 | 2.5 | 249 | 99818 | 7.41 | 0 | -136.3085 | 0.2 | 0 | 0 | 0 | 0 | 0 | 0 | 0 | 0 | 0 | 0 | 0 | 0 | 0 | 0 | 0 | 0 | 0 | 0
|  | 4919 | 7 | 575 | 23 | 205 | 24 | 2 | 30 | 15.17 | 2.41 | 244 | 99854 | 7.583 | 0 | -149.4098 | 0.2 | 0 | 0 | 0 | 0 | 0 | 0 | 0 | 0 | 0 | 0 | 0 | 0 | 0 | 0 | 0 | 0 | 0 | 0
|  | 4920 | 7 | 576 | 24 | 205 | 24 | 2 | 30 | 14.95 | 2.32 | 240 | 99890 | 7.749 | 0 | -163.6381 | 0.2 | 0 | 0 | 0 | 0 | 0 | 0 | 0 | 0 | 0 | 0 | 0 | 0 | 0 | 0 | 0 | 0 | 0 | 0
|  | 4921 | 7 | 577 | 1 | 206 | 25 | 3 | 30 | 14.72 | 2.23 | 236 | 99927 | 7.903 | 0 | -178.6198 | 0.2 | 0 | 0 | 0 | 0 | 0 | 0 | 0 | 0 | 0 | 0 | 0 | 0 | 0 | 0 | 0 | 0 | 0 | 0
|  | 4922 | 7 | 578 | 2 | 206 | 25 | 3 | 30 | 14.43 | 2.23 | 230 | 99949 | 8.189 | 0 | 166.2851 | 0.2 | 0 | 0 | 0 | 0 | 0 | 0 | 0 | 0 | 0 | 0 | 0 | 0 | 0 | 0 | 0 | 0 | 0 | 0
|  | 4923 | 7 | 579 | 3 | 206 | 25 | 3 | 30 | 14.14 | 2.23 | 224 | 99972 | 8.46 | 0 | 151.8447 | 0.2 | 0 | 0 | 0 | 0 | 0 | 0 | 0 | 0 | 0 | 0 | 0 | 0 | 0 | 0 | 0 | 0 | 0 | 0
|  | 4924 | 7 | 580 | 4 | 206 | 25 | 3 | 30 | 13.85 | 2.22 | 218 | 99995 | 8.718 | 0 | 138.5015 | 0.2 | 0 | 0 | 0 | 0 | 0 | 0 | 0 | 0 | 0 | 0 | 0 | 0 | 0 | 0 | 0 | 0 | 0 | 0
|  | 4925 | 7 | 581 | 5 | 206 | 25 | 3 | 30 | 14.56 | 2.43 | 217 | 100008 | 9.012 | 0 | 126.3159 | 0.2 | 0 | 0 | 0 | 0 | 0 | 0 | 0 | 0 | 0 | 0 | 0 | 0 | 0 | 0 | 0 | 0 | 0 | 0
|  | 4926 | 7 | 582 | 6 | 206 | 25 | 3 | 30 | 15.27 | 2.63 | 217 | 100022 | 9.313 | 4.4627 | 115.0564 | 0.2 | 0 | 0 | 0 | 0 | 0 | 0 | 0 | 0 | 0 | 0 | 0 | 0 | 0 | 0 | 0 | 0 | 0 | 0
|  | 4927 | 7 | 583 | 7 | 206 | 25 | 3 | 30 | 15.98 | 2.84 | 216 | 100035 | 9.619 | 13.7931 | 104.3167 | 0.2 | 62.1119 | 38.288 | 131.6392 | 38.288 | 38.288 | 38.288 | 38.288 | 38.288 | 84.119 | 50.5486 | 133.2822 | 50.5486 | 50.5486 | 50.5486 | 50.5486 | 50.5486 | 76.9788 | 53.3269
|  | 4928 | 7 | 584 | 8 | 206 | 25 | 3 | 30 | 17.52 | 2.64 | 234 | 100048 | 9.419 | 23.5801 | 93.5614 | 0.2 | 95.6674 | 82.7108 | 290.8844 | 82.7108 | 82.7108 | 82.7108 | 82.7108 | 82.7108 | 178.7768 | 105.2412 | 316.8161 | 105.2412 | 160.4535 | 105.2412 | 105.2412 | 105.2412 | 201.2197 | 110.1812
|  | 4929 | 7 | 585 | 9 | 206 | 25 | 3 | 30 | 19.07 | 2.45 | 252 | 100061 | 9.069 | 33.4796 | 82.0789 | 0.2 | 111.1509 | 111.1509 | 731.9003 | 111.1509 | 197.5203 | 111.1509 | 111.1509 | 111.1509 | 327.5134 | 95.4882 | 827.5219 | 95.4882 | 449.6582 | 95.4882 | 95.4882 | 95.4882 | 488.7798 | 74.2773
|  | 4930 | 7 | 586 | 10 | 206 | 25 | 3 | 30 | 20.62 | 2.25 | 269 | 100074 | 8.541 | 43.0717 | 68.8337 | 0.2 | 124.2042 | 124.2042 | 703.4431 | 124.2042 | 348.4847 | 124.2042 | 124.2042 | 124.2042 | 343.7065 | 91.6929 | 911.8804 | 91.6929 | 660.887 | 91.6929 | 92.713 | 91.6929 | 641.565 | 60.8836
|  | 4931 | 7 | 587 | 11 | 206 | 25 | 3 | 30 | 21.4 | 2.29 | 274 | 100058 | 8.246 | 51.7118 | 52.2441 | 0.2 | 143.9041 | 143.9041 | 562.1127 | 143.9041 | 467.7843 | 143.9041 | 143.9041 | 143.9041 | 352.0131 | 107.2264 | 876.7491 | 107.2264 | 810.0488 | 107.2264 | 285.3129 | 107.2264 | 742.5144 | 72.4536
|  | 4932 | 7 | 588 | 12 | 206 | 25 | 3 | 30 | 22.18 | 2.33 | 279 | 100041 | 7.901 | 58.2837 | 30.2916 | 0.2 | 177.7465 | 177.7465 | 353.9929 | 177.7465 | 479.4581 | 177.7465 | 177.7465 | 177.7465 | 367.181 | 180.7288 | 705.1484 | 180.7288 | 793.8656 | 180.7288 | 455.8982 | 180.7288 | 736.4941 | 171.0994
|  | 4933 | 7 | 589 | 13 | 206 | 25 | 3 | 30 | 22.97 | 2.37 | 283 | 100025 | 7.503 | 61.1284 | 2.6571 | 0.2 | 181.5593 | 181.5593 | 197.1549 | 181.5593 | 517.6119 | 181.5593 | 181.5593 | 181.5593 | 374.3507 | 180.5497 | 623.0035 | 180.5497 | 849.6008 | 180.5497 | 600.948 | 180.5497 | 778.9986 | 168.8701
|  | 4934 | 7 | 590 | 14 | 206 | 25 | 3 | 30 | 23.28 | 2.26 | 282 | 99999 | 7.649 | 59.1291 | -25.6276 | 0.2 | 198.0054 | 198.0054 | 198.0054 | 198.0054 | 434.1481 | 198.0054 | 311.2859 | 198.0054 | 376.8495 | 234.0286 | 463.7262 | 234.0286 | 710.8056 | 234.0286 | 623.9289 | 234.0286 | 682.7151 | 244.5932
|  | 4935 | 7 | 591 | 15 | 206 | 25 | 3 | 30 | 23.59 | 2.14 | 281 | 99972 | 7.799 | 53.1025 | -48.7099 | 0.2 | 146.6113 | 146.6113 | 146.6113 | 146.6113 | 504.3468 | 146.6113 | 553.9547 | 146.6113 | 362.57 | 104.9157 | 327.4919 | 104.9157 | 868.4843 | 104.9157 | 903.5624 | 104.9157 | 790.0556 | 67.942
|  | 4936 | 7 | 592 | 16 | 206 | 25 | 3 | 30 | 23.9 | 2.03 | 280 | 99946 | 7.95 | 44.737 | -66.1251 | 0.2 | 170.3464 | 170.3464 | 170.3464 | 170.3464 | 314.3944 | 170.3464 | 495.7934 | 170.3464 | 345.467 | 197.9638 | 217.1986 | 197.9638 | 549.1817 | 197.9638 | 677.4501 | 197.9638 | 553.5261 | 200.877
|  | 4937 | 7 | 593 | 17 | 206 | 25 | 3 | 30 | 23.52 | 1.66 | 292 | 99930 | 8.444 | 35.26 | -79.8411 | 0.2 | 127.6625 | 127.6625 | 127.6625 | 127.6625 | 241.8381 | 127.6625 | 764.8486 | 127.6625 | 357.722 | 114.842 | 114.842 | 114.842 | 519.1907 | 114.842 | 889.015 | 114.842 | 552.579 | 94.9192
|  | 4938 | 7 | 594 | 18 | 206 | 25 | 3 | 30 | 23.14 | 1.28 | 305 | 99913 | 8.913 | 25.381 | -91.5541 | 0.2 | 115.7294 | 96.8233 | 96.8233 | 96.8233 | 96.8233 | 96.8233 | 793.6797 | 96.8233 | 336.3186 | 89.0881 | 89.0881 | 89.0881 | 309.5813 | 89.0881 | 815.7018 | 89.0881 | 405.577 | 74.8465
|  | 4939 | 7 | 595 | 19 | 206 | 25 | 3 | 30 | 22.76 | 0.91 | 318 | 99897 | 9.355 | 15.5471 | -102.3817 | 0.2 | 191.8385 | 77.9053 | 77.9053 | 77.9053 | 77.9053 | 77.9053 | 596.8934 | 77.9053 | 273.3039 | 88.2122 | 88.2122 | 88.2122 | 112.1781 | 88.2122 | 559.721 | 88.2122 | 233.4122 | 85.5861
|  | 4940 | 7 | 596 | 20 | 206 | 25 | 3 | 30 | 21.59 | 1.16 | 355 | 99904 | 9.38 | 6.1088 | -113.0804 | 0.2 | 135.918 | 39.0223 | 39.0223 | 39.0223 | 39.0223 | 39.0223 | 266.4064 | 39.0223 | 140.3154 | 53.0948 | 53.0948 | 53.0948 | 53.0948 | 53.0948 | 232.5846 | 53.0948 | 84.4529 | 58
|  | 4941 | 7 | 597 | 21 | 206 | 25 | 3 | 30 | 20.43 | 1.42 | 32 | 99910 | 9.358 | 0 | -124.2114 | 0.2 | 0 | 0 | 0 | 0 | 0 | 0 | 0 | 0 | 0 | 0 | 0 | 0 | 0 | 0 | 0 | 0 | 0 | 0
|  | 4942 | 7 | 598 | 22 | 206 | 25 | 3 | 30 | 19.26 | 1.67 | 70 | 99917 | 9.28 | 0 | -136.2052 | 0.2 | 0 | 0 | 0 | 0 | 0 | 0 | 0 | 0 | 0 | 0 | 0 | 0 | 0 | 0 | 0 | 0 | 0 | 0
|  | 4943 | 7 | 599 | 23 | 206 | 25 | 3 | 30 | 18.05 | 1.64 | 94 | 99904 | 9.338 | 0 | -149.3322 | 0.2 | 0 | 0 | 0 | 0 | 0 | 0 | 0 | 0 | 0 | 0 | 0 | 0 | 0 | 0 | 0 | 0 | 0 | 0
|  | 4944 | 7 | 600 | 24 | 206 | 25 | 3 | 30 | 16.84 | 1.61 | 119 | 99890 | 9.333 | 0 | -163.5947 | 0.2 | 0 | 0 | 0 | 0 | 0 | 0 | 0 | 0 | 0 | 0 | 0 | 0 | 0 | 0 | 0 | 0 | 0 | 0
|  | 4945 | 7 | 601 | 1 | 207 | 26 | 4 | 30 | 15.63 | 1.59 | 144 | 99877 | 9.269 | 0 | -178.6198 | 0.2 | 0 | 0 | 0 | 0 | 0 | 0 | 0 | 0 | 0 | 0 | 0 | 0 | 0 | 0 | 0 | 0 | 0 | 0
|  | 4946 | 7 | 602 | 2 | 207 | 26 | 4 | 30 | 15.1 | 1.38 | 151 | 99871 | 9.284 | 0 | 166.2426 | 0.2 | 0 | 0 | 0 | 0 | 0 | 0 | 0 | 0 | 0 | 0 | 0 | 0 | 0 | 0 | 0 | 0 | 0 | 0
|  | 4947 | 7 | 603 | 3 | 207 | 26 | 4 | 30 | 14.57 | 1.18 | 159 | 99864 | 9.285 | 0 | 151.7658 | 0.2 | 0 | 0 | 0 | 0 | 0 | 0 | 0 | 0 | 0 | 0 | 0 | 0 | 0 | 0 | 0 | 0 | 0 | 0
|  | 4948 | 7 | 604 | 4 | 207 | 26 | 4 | 30 | 14.04 | 0.98 | 166 | 99858 | 9.275 | 0 | 138.3951 | 0.2 | 0 | 0 | 0 | 0 | 0 | 0 | 0 | 0 | 0 | 0 | 0 | 0 | 0 | 0 | 0 | 0 | 0 | 0
|  | 4949 | 7 | 605 | 5 | 207 | 26 | 4 | 30 | 15.11 | 1.37 | 167 | 99848 | 9.577 | 0 | 126.1897 | 0.2 | 0 | 0 | 0 | 0 | 0 | 0 | 0 | 0 | 0 | 0 | 0 | 0 | 0 | 0 | 0 | 0 | 0 | 0
|  | 4950 | 7 | 606 | 6 | 207 | 26 | 4 | 30 | 16.19 | 1.76 | 168 | 99838 | 9.874 | 4.2977 | 114.915 | 0.2 | 0 | 0 | 0 | 0 | 0 | 0 | 0 | 0 | 0 | 0 | 0 | 0 | 0 | 0 | 0 | 0 | 0 | 0
|  | 4951 | 7 | 607 | 7 | 207 | 26 | 4 | 30 | 17.27 | 2.15 | 169 | 99828 | 10.159 | 13.6366 | 104.1619 | 0.2 | 147.0962 | 51.4409 | 430.5258 | 51.4409 | 51.4409 | 51.4409 | 51.4409 | 51.4409 | 189.0278 | 54.3206 | 389.4427 | 54.3206 | 54.3206 | 54.3206 | 54.3206 | 54.3206 | 142.5515 | 47.7022
|  | 4952 | 7 | 608 | 8 | 207 | 26 | 4 | 30 | 19.62 | 1.97 | 177 | 99812 | 10.439 | 23.4279 | 93.3927 | 0.2 | 118.5855 | 83.6309 | 673.2441 | 83.6309 | 83.6309 | 83.6309 | 83.6309 | 83.6309 | 284.1416 | 78.4496 | 676.3445 | 78.4496 | 234.7084 | 78.4496 | 78.4496 | 78.4496 | 321.1719 | 65.2339
|  | 4953 | 7 | 609 | 9 | 207 | 26 | 4 | 30 | 21.98 | 1.78 | 184 | 99795 | 10.525 | 33.3262 | 81.895 | 0.2 | 108.5362 | 108.5362 | 745.771 | 108.5362 | 199.285 | 108.5362 | 108.5362 | 108.5362 | 325.7852 | 90.6854 | 840.5474 | 90.6854 | 454.1235 | 90.6854 | 90.6854 | 90.6854 | 491.8542 | 68.6239
|  | 4954 | 7 | 610 | 10 | 207 | 26 | 4 | 30 | 24.33 | 1.6 | 192 | 99779 | 10.346 | 42.9101 | 68.6358 | 0.2 | 125.6748 | 125.6748 | 706.4985 | 125.6748 | 352.879 | 125.6748 | 125.6748 | 125.6748 | 344.8012 | 95.5037 | 916.1633 | 95.5037 | 666.1165 | 95.5037 | 95.5037 | 95.5037 | 646.6073 | 66.8431
|  | 4955 | 7 | 611 | 11 | 207 | 26 | 4 | 30 | 25.28 | 2.04 | 208 | 99733 | 10.399 | 51.5332 | 52.0455 | 0.2 | 128.3964 | 128.3964 | 590.4186 | 128.3964 | 488.7777 | 128.3964 | 128.3964 | 128.3964 | 346.0217 | 79.3444 | 927.5487 | 79.3444 | 855.6777 | 79.3444 | 274.1507 | 79.3444 | 779.1779 | 41.658
|  | 4956 | 7 | 612 | 12 | 207 | 26 | 4 | 30 | 26.22 | 2.48 | 224 | 99687 | 10.414 | 58.082 | 30.1397 | 0.2 | 136.2219 | 136.2219 | 392.3393 | 136.2219 | 577.3435 | 136.2219 | 136.2219 | 136.2219 | 347.1733 | 80.0382 | 840.1957 | 80.0382 | 971.0135 | 80.0382 | 477.991 | 80.0382 | 857.3636 | 38.456
|  | 4957 | 7 | 613 | 13 | 207 | 26 | 4 | 30 | 27.17 | 2.92 | 239 | 99641 | 10.395 | 60.9117 | 2.6351 | 0.2 | 140.8124 | 140.8124 | 162.5264 | 140.8124 | 612.6193 | 140.8124 | 140.8124 | 140.8124 | 349.0781 | 82.3809 | 698.0501 | 82.3809 | 1016.3139 | 82.3809 | 667.3419 | 82.3809 | 888.1757 | 39.2018
|  | 4958 | 7 | 614 | 14 | 207 | 26 | 4 | 30 | 27.55 | 3.18 | 242 | 99582 | 10.542 | 58.9213 | -25.5065 | 0.2 | 135.8221 | 135.8221 | 135.8221 | 135.8221 | 596.0547 | 135.8221 | 355.4062 | 135.8221 | 349.6251 | 76.8218 | 519.7893 | 76.8218 | 1000.4924 | 76.8218 | 830.3281 | 76.8218 | 880.5436 | 34.5088
|  | 4959 | 7 | 615 | 15 | 207 | 26 | 4 | 30 | 27.94 | 3.43 | 245 | 99523 | 10.696 | 52.9162 | -48.525 | 0.2 | 132.6179 | 132.6179 | 132.6179 | 132.6179 | 520.1083 | 132.6179 | 570.9811 | 132.6179 | 354.1931 | 80.8465 | 318.2206 | 80.8465 | 902.1873 | 80.8465 | 938.1598 | 80.8465 | 815.7858 | 41.7249
|  | 4960 | 7 | 616 | 16 | 207 | 26 | 4 | 30 | 28.32 | 3.68 | 247 | 99464 | 10.844 | 44.5683 | -65.9332 | 0.2 | 129.1643 | 129.1643 | 129.1643 | 129.1643 | 396.4696 | 129.1643 | 727.6638 | 129.1643 | 360.3857 | 92.8373 | 126.196 | 92.8373 | 738.4125 | 92.8373 | 972.6022 | 92.8373 | 707.2774 | 61.6015
|  | 4961 | 7 | 617 | 17 | 207 | 26 | 4 | 30 | 27.54 | 3.26 | 253 | 99451 | 10.987 | 35.1006 | -79.6609 | 0.2 | 116.6956 | 116.6956 | 116.6956 | 116.6956 | 243.3969 | 116.6956 | 811.1917 | 116.6956 | 354.8714 | 93.6191 | 93.6191 | 93.6191 | 534.054 | 93.6191 | 935.5457 | 93.6191 | 565.1959 | 69.028
|  | 4962 | 7 | 618 | 18 | 207 | 26 | 4 | 30 | 26.76 | 2.85 | 258 | 99438 | 11.091 | 25.224 | -91.3884 | 0.2 | 123.1997 | 108.3069 | 108.3069 | 108.3069 | 108.3069 | 108.3069 | 722.757 | 108.3069 | 325.9052 | 110.6407 | 110.6407 | 110.6407 | 304.8436 | 110.6407 | 749.8563 | 110.6407 | 389.9544 | 100.4172
|  | 4963 | 7 | 619 | 19 | 207 | 26 | 4 | 30 | 25.98 | 2.43 | 264 | 99425 | 11.162 | 15.3868 | -102.23 | 0.2 | 192.9704 | 76.5411 | 76.5411 | 76.5411 | 76.5411 | 76.5411 | 613.688 | 76.5411 | 274.8465 | 85.5656 | 85.5656 | 85.5656 | 110.1906 | 85.5656 | 572.3387 | 85.5656 | 233.4823 | 82.2281
|  | 4964 | 7 | 620 | 20 | 207 | 26 | 4 | 30 | 24.47 | 2.46 | 258 | 99448 | 10.725 | 5.9409 | -112.9422 | 0.2 | 205.7359 | 31.8303 | 31.8303 | 31.8303 | 31.8303 | 31.8303 | 442.679 | 31.8303 | 195.1102 | 39.3125 | 39.3125 | 39.3125 | 39.3125 | 39.3125 | 362.6543 | 39.3125 | 87.265 | 40.8394
|  | 4965 | 7 | 621 | 21 | 207 | 26 | 4 | 30 | 22.97 | 2.49 | 252 | 99471 | 10.278 | 0 | -124.0881 | 0.2 | 0 | 0 | 0 | 0 | 0 | 0 | 0 | 0 | 0 | 0 | 0 | 0 | 0 | 0 | 0 | 0 | 0 | 0
|  | 4966 | 7 | 622 | 22 | 207 | 26 | 4 | 30 | 21.46 | 2.52 | 247 | 99494 | 9.809 | 0 | -136.1011 | 0.2 | 0 | 0 | 0 | 0 | 0 | 0 | 0 | 0 | 0 | 0 | 0 | 0 | 0 | 0 | 0 | 0 | 0 | 0
|  | 4967 | 7 | 623 | 23 | 207 | 26 | 4 | 30 | 21.18 | 2.7 | 245 | 99520 | 9.934 | 0 | -149.2547 | 0.2 | 0 | 0 | 0 | 0 | 0 | 0 | 0 | 0 | 0 | 0 | 0 | 0 | 0 | 0 | 0 | 0 | 0 | 0
|  | 4968 | 7 | 624 | 24 | 207 | 26 | 4 | 30 | 20.9 | 2.87 | 243 | 99546 | 10.054 | 0 | -163.5526 | 0.2 | 0 | 0 | 0 | 0 | 0 | 0 | 0 | 0 | 0 | 0 | 0 | 0 | 0 | 0 | 0 | 0 | 0 | 0
|  | 4969 | 7 | 625 | 1 | 208 | 27 | 5 | 30 | 20.62 | 3.05 | 241 | 99573 | 10.165 | 0 | -178.6222 | 0.2 | 0 | 0 | 0 | 0 | 0 | 0 | 0 | 0 | 0 | 0 | 0 | 0 | 0 | 0 | 0 | 0 | 0 | 0
|  | 4970 | 7 | 626 | 2 | 208 | 27 | 5 | 30 | 20.06 | 3.31 | 243 | 99612 | 10.193 | 0 | 166.1965 | 0.2 | 0 | 0 | 0 | 0 | 0 | 0 | 0 | 0 | 0 | 0 | 0 | 0 | 0 | 0 | 0 | 0 | 0 | 0
|  | 4971 | 7 | 627 | 3 | 208 | 27 | 5 | 30 | 19.49 | 3.57 | 245 | 99651 | 10.2 | 0 | 151.6824 | 0.2 | 0 | 0 | 0 | 0 | 0 | 0 | 0 | 0 | 0 | 0 | 0 | 0 | 0 | 0 | 0 | 0 | 0 | 0
|  | 4972 | 7 | 628 | 4 | 208 | 27 | 5 | 30 | 18.93 | 3.83 | 247 | 99691 | 10.198 | 0 | 138.2838 | 0.2 | 0 | 0 | 0 | 0 | 0 | 0 | 0 | 0 | 0 | 0 | 0 | 0 | 0 | 0 | 0 | 0 | 0 | 0
|  | 4973 | 7 | 629 | 5 | 208 | 27 | 5 | 30 | 19 | 4.11 | 248 | 99759 | 10.366 | 0 | 126.0583 | 0.2 | 0 | 0 | 0 | 0 | 0 | 0 | 0 | 0 | 0 | 0 | 0 | 0 | 0 | 0 | 0 | 0 | 0 | 0
|  | 4974 | 7 | 630 | 6 | 208 | 27 | 5 | 30 | 19.07 | 4.38 | 250 | 99828 | 10.537 | 4.13 | 114.7684 | 0.2 | 0 | 0 | 0 | 0 | 0 | 0 | 0 | 0 | 0 | 0 | 0 | 0 | 0 | 0 | 0 | 0 | 0 | 0
|  | 4975 | 7 | 631 | 7 | 208 | 27 | 5 | 30 | 19.14 | 4.65 | 251 | 99897 | 10.707 | 13.4777 | 104.0018 | 0.2 | 135.3836 | 51.5391 | 387.777 | 51.5391 | 51.5391 | 51.5391 | 51.5391 | 51.5391 | 174.0312 | 56.0171 | 352.5003 | 56.0171 | 56.0171 | 56.0171 | 56.0171 | 56.0171 | 133.2373 | 50.1847
|  | 4976 | 7 | 632 | 8 | 208 | 27 | 5 | 30 | 19.91 | 4.91 | 253 | 99953 | 10.839 | 23.2733 | 93.2185 | 0.2 | 117.8565 | 86.998 | 635.7712 | 86.998 | 86.998 | 86.998 | 86.998 | 86.998 | 273.8166 | 84.83 | 640.0376 | 84.83 | 230.1761 | 84.83 | 84.83 | 84.83 | 308.6005 | 72.1915
|  | 4977 | 7 | 633 | 9 | 208 | 27 | 5 | 30 | 20.69 | 5.18 | 255 | 100008 | 10.959 | 33.1703 | 81.7052 | 0.2 | 114.9723 | 114.9723 | 288.4074 | 114.9723 | 140.2577 | 114.9723 | 114.9723 | 114.9723 | 217.2215 | 154.0928 | 357.7381 | 154.0928 | 252.9804 | 154.0928 | 154.0928 | 154.0928 | 283.6515 | 169.0887
|  | 4978 | 7 | 634 | 10 | 208 | 27 | 5 | 30 | 21.46 | 5.45 | 256 | 100064 | 11.057 | 42.7455 | 68.4316 | 0.2 | 141.898 | 141.898 | 256.2356 | 141.898 | 187.0945 | 141.898 | 141.898 | 141.898 | 248.5992 | 200.2077 | 361.4069 | 200.2077 | 312.5167 | 200.2077 | 200.2077 | 200.2077 | 341.6794 | 228.0469
|  | 4979 | 7 | 635 | 11 | 208 | 27 | 5 | 30 | 22.4 | 5.67 | 257 | 100054 | 10.804 | 51.3511 | 51.8404 | 0.2 | 171.0392 | 171.0392 | 436.4639 | 171.0392 | 379.6052 | 171.0392 | 171.0392 | 171.0392 | 340.0157 | 189.0093 | 675.1778 | 189.0093 | 634.9726 | 189.0093 | 299.8105 | 189.0093 | 608.6786 | 186.5573
|  | 4980 | 7 | 636 | 12 | 208 | 27 | 5 | 30 | 23.34 | 5.89 | 258 | 100044 | 10.477 | 57.8758 | 29.9817 | 0.2 | 192.8784 | 192.8784 | 266.7576 | 192.8784 | 320.9354 | 192.8784 | 192.8784 | 192.8784 | 335.5022 | 259.5591 | 478.2926 | 259.5591 | 516.602 | 259.5591 | 373.8117 | 259.5591 | 525.3227 | 289.866
|  | 4981 | 7 | 637 | 13 | 208 | 27 | 5 | 30 | 24.28 | 6.11 | 259 | 100035 | 10.07 | 60.6896 | 2.6081 | 0.2 | 204.3586 | 204.3586 | 211.7904 | 204.3586 | 367.5072 | 204.3586 | 204.3586 | 204.3586 | 359.8082 | 269.4711 | 480.4267 | 269.4711 | 590.5351 | 269.4711 | 469.9166 | 269.4711 | 589.6917 | 298.7871
|  | 4982 | 7 | 638 | 14 | 208 | 27 | 5 | 30 | 24.53 | 6.11 | 261 | 100022 | 10.16 | 58.7074 | -25.3881 | 0.2 | 198.1587 | 198.1587 | 198.1587 | 198.1587 | 421.5275 | 198.1587 | 304.1653 | 198.1587 | 367.7551 | 238.0725 | 450.7427 | 238.0725 | 683.6464 | 238.0725 | 600.6588 | 238.0725 | 657.1109 | 250.3431
|  | 4983 | 7 | 639 | 15 | 208 | 27 | 5 | 30 | 24.78 | 6.12 | 262 | 100008 | 10.251 | 52.7237 | -48.3403 | 0.2 | 102.9703 | 102.9703 | 102.9703 | 102.9703 | 109.5977 | 102.9703 | 110.4193 | 102.9703 | 163.9291 | 159.3528 | 163.3482 | 159.3528 | 173.3017 | 159.3528 | 173.8826 | 159.3528 | 203 | 189.9007
|  | 4984 | 7 | 640 | 16 | 208 | 27 | 5 | 30 | 25.03 | 6.12 | 263 | 99995 | 10.342 | 44.3935 | -65.7402 | 0.2 | 59.2328 | 59.2328 | 59.2328 | 59.2328 | 59.9019 | 59.2328 | 60.7175 | 59.2328 | 93.5604 | 92.9061 | 92.9837 | 92.9061 | 94.5066 | 92.9061 | 95.0833 | 92.9061 | 113 | 111.4056
|  | 4985 | 7 | 641 | 17 | 208 | 27 | 5 | 30 | 24.48 | 5.35 | 270 | 100002 | 10.433 | 34.9354 | -79.4789 | 0.2 | 105.188 | 105.188 | 105.188 | 105.188 | 111.3848 | 105.188 | 138.5543 | 105.188 | 174.3217 | 161.9409 | 161.9409 | 161.9409 | 183.0853 | 161.9409 | 202.2971 | 161.9409 | 216.7888 | 193.0829
|  | 4986 | 7 | 642 | 18 | 208 | 27 | 5 | 30 | 23.93 | 4.58 | 276 | 100008 | 10.506 | 25.0612 | -91.2209 | 0.2 | 98.0875 | 95.4955 | 95.4955 | 95.4955 | 95.4955 | 95.4955 | 217.1175 | 95.4955 | 180.2053 | 138.1492 | 138.1492 | 138.1492 | 176.5397 | 138.1492 | 264.3723 | 138.1492 | 216.0281 | 159.1438
|  | 4987 | 7 | 643 | 19 | 208 | 27 | 5 | 30 | 23.39 | 3.81 | 282 | 100015 | 10.567 | 15.2208 | -102.0764 | 0.2 | 42.6187 | 39.9333 | 39.9333 | 39.9333 | 39.9333 | 39.9333 | 52.4847 | 39.9333 | 67.0869 | 62.7187 | 62.7187 | 62.7187 | 63.2892 | 62.7187 | 74.0633 | 62.7187 | 79 | 75.5077
|  | 4988 | 7 | 644 | 20 | 208 | 27 | 5 | 30 | 21.97 | 3.12 | 275 | 100025 | 10.388 | 5.7672 | -112.8023 | 0.2 | 209.4254 | 31.2483 | 31.2483 | 31.2483 | 31.2483 | 31.2483 | 455.0677 | 31.2483 | 197.3889 | 38.5648 | 38.5648 | 38.5648 | 38.5648 | 38.5648 | 371.0842 | 38.5648 | 86.5413 | 40.1071
|  | 4989 | 7 | 645 | 21 | 208 | 27 | 5 | 30 | 20.55 | 2.44 | 267 | 100035 | 10.156 | 0 | -123.9635 | 0.2 | 0 | 0 | 0 | 0 | 0 | 0 | 0 | 0 | 0 | 0 | 0 | 0 | 0 | 0 | 0 | 0 | 0 | 0
|  | 4990 | 7 | 646 | 22 | 208 | 27 | 5 | 30 | 19.13 | 1.75 | 260 | 100044 | 9.88 | 0 | -135.9964 | 0.2 | 0 | 0 | 0 | 0 | 0 | 0 | 0 | 0 | 0 | 0 | 0 | 0 | 0 | 0 | 0 | 0 | 0 | 0
|  | 4991 | 7 | 647 | 23 | 208 | 27 | 5 | 30 | 18.57 | 1.62 | 243 | 100038 | 9.975 | 0 | -149.1772 | 0.2 | 0 | 0 | 0 | 0 | 0 | 0 | 0 | 0 | 0 | 0 | 0 | 0 | 0 | 0 | 0 | 0 | 0 | 0
|  | 4992 | 7 | 648 | 24 | 208 | 27 | 5 | 30 | 18.01 | 1.49 | 227 | 100031 | 10.049 | 0 | -163.5117 | 0.2 | 0 | 0 | 0 | 0 | 0 | 0 | 0 | 0 | 0 | 0 | 0 | 0 | 0 | 0 | 0 | 0 | 0 | 0
|  | 4993 | 7 | 649 | 1 | 209 | 28 | 6 | 30 | 17.44 | 1.37 | 210 | 100025 | 10.1 | 0 | -178.6271 | 0.2 | 0 | 0 | 0 | 0 | 0 | 0 | 0 | 0 | 0 | 0 | 0 | 0 | 0 | 0 | 0 | 0 | 0 | 0
|  | 4994 | 7 | 650 | 2 | 209 | 28 | 6 | 30 | 17.55 | 1.91 | 211 | 99976 | 10.139 | 0 | 166.1467 | 0.2 | 0 | 0 | 0 | 0 | 0 | 0 | 0 | 0 | 0 | 0 | 0 | 0 | 0 | 0 | 0 | 0 | 0 | 0
|  | 4995 | 7 | 651 | 3 | 209 | 28 | 6 | 30 | 17.66 | 2.45 | 212 | 99927 | 10.177 | 0 | 151.5946 | 0.2 | 0 | 0 | 0 | 0 | 0 | 0 | 0 | 0 | 0 | 0 | 0 | 0 | 0 | 0 | 0 | 0 | 0 | 0
|  | 4996 | 7 | 652 | 4 | 209 | 28 | 6 | 30 | 17.77 | 2.99 | 213 | 99877 | 10.216 | 0 | 138.1676 | 0.2 | 0 | 0 | 0 | 0 | 0 | 0 | 0 | 0 | 0 | 0 | 0 | 0 | 0 | 0 | 0 | 0 | 0 | 0
|  | 4997 | 7 | 653 | 5 | 209 | 28 | 6 | 30 | 18.41 | 3.57 | 217 | 99868 | 10.456 | 0 | 125.9219 | 0.2 | 0 | 0 | 0 | 0 | 0 | 0 | 0 | 0 | 0 | 0 | 0 | 0 | 0 | 0 | 0 | 0 | 0 | 0
|  | 4998 | 7 | 654 | 6 | 209 | 28 | 6 | 30 | 19.05 | 4.15 | 222 | 99858 | 10.696 | 3.9596 | 114.6167 | 0.2 | 0 | 0 | 0 | 0 | 0 | 0 | 0 | 0 | 0 | 0 | 0 | 0 | 0 | 0 | 0 | 0 | 0 | 0
|  | 4999 | 7 | 655 | 7 | 209 | 28 | 6 | 30 | 19.7 | 4.73 | 227 | 99848 | 10.944 | 13.3163 | 103.8363 | 0.2 | 6.1605 | 6.1605 | 6.1605 | 6.1605 | 6.1605 | 6.1605 | 6.1605 | 6.1605 | 9.8591 | 9.8591 | 9.8591 | 9.8591 | 9.8591 | 9.8591 | 9.8591 | 9.8591 | 12 | 12
|  | 5000 | 7 | 656 | 8 | 209 | 28 | 6 | 30 | 20.52 | 5.58 | 236 | 99877 | 11.19 | 23.1163 | 93.0386 | 0.2 | 26.5891 | 26.5891 | 26.5891 | 26.5891 | 26.5891 | 26.5891 | 26.5891 | 26.5891 | 42.1888 | 42.1888 | 42.1888 | 42.1888 | 42.1888 | 42.1888 | 42.1888 | 42.1888 | 51 | 51
|  | 5001 | 7 | 657 | 9 | 209 | 28 | 6 | 30 | 21.34 | 6.43 | 244 | 99907 | 11.429 | 33.0119 | 81.5096 | 0.2 | 60.4995 | 60.4995 | 65.0089 | 60.4995 | 61.1727 | 60.4995 | 60.4995 | 60.4995 | 96.5708 | 94.9522 | 100.2354 | 94.9522 | 97.5228 | 94.9522 | 94.9522 | 94.9522 | 117 | 114.0378
|  | 5002 | 7 | 658 | 10 | 209 | 28 | 6 | 30 | 22.16 | 7.28 | 252 | 99936 | 11.659 | 42.578 | 68.2214 | 0.2 | 87.0808 | 87.0808 | 96.1487 | 87.0808 | 90.7038 | 87.0808 | 87.0808 | 87.0808 | 139.2887 | 135.5062 | 148.2626 | 135.5062 | 144.4124 | 135.5062 | 135.5062 | 135.5062 | 171 | 162.0276
|  | 5003 | 7 | 659 | 11 | 209 | 28 | 6 | 30 | 22.06 | 7.38 | 255 | 99956 | 12.053 | 51.1655 | 51.629 | 0.2 | 124.7772 | 124.7772 | 140.7428 | 124.7772 | 137.4182 | 124.7772 | 124.7772 | 124.7772 | 200.5883 | 191.6395 | 220.8163 | 191.6395 | 218.4654 | 191.6395 | 198.2375 | 191.6395 | 253.0798 | 227.7833
|  | 5004 | 7 | 660 | 12 | 209 | 28 | 6 | 30 | 21.96 | 7.49 | 258 | 99976 | 12.444 | 57.6653 | 29.8179 | 0.2 | 158.4938 | 158.4938 | 174.3909 | 158.4938 | 186.2316 | 158.4938 | 158.4938 | 158.4938 | 256.1681 | 240.0696 | 287.0227 | 240.0696 | 295.3953 | 240.0696 | 264.5407 | 240.0696 | 334.1845 | 283.68
|  | 5005 | 7 | 661 | 13 | 209 | 28 | 6 | 30 | 21.87 | 7.59 | 261 | 99995 | 12.836 | 60.4622 | 2.5764 | 0.2 | 188.4481 | 188.4481 | 193.0344 | 188.4481 | 290.3699 | 188.4481 | 188.4481 | 188.4481 | 314.5774 | 259.3318 | 389.8899 | 259.3318 | 458.7166 | 259.3318 | 383.404 | 259.3318 | 471.248 | 291.1972
|  | 5006 | 7 | 662 | 14 | 209 | 28 | 6 | 30 | 22.28 | 7.67 | 264 | 100008 | 12.834 | 58.4876 | -25.2725 | 0.2 | 84.2746 | 84.2746 | 84.2746 | 84.2746 | 88.1123 | 84.2746 | 86.0864 | 84.2746 | 133.0594 | 130.8784 | 134.4919 | 130.8784 | 138.4867 | 130.8784 | 137.0542 | 130.8784 | 163 | 156.078
|  | 5007 | 7 | 663 | 15 | 209 | 28 | 6 | 30 | 22.69 | 7.75 | 266 | 100022 | 12.822 | 52.5251 | -48.156 | 0.2 | 84.0409 | 84.0409 | 84.0409 | 84.0409 | 87.5664 | 84.0409 | 87.9779 | 84.0409 | 133.109 | 130.7275 | 132.8181 | 130.7275 | 138.0948 | 130.7275 | 138.3858 | 130.7275 | 163 | 156.1065
|  | 5008 | 7 | 664 | 16 | 209 | 28 | 6 | 30 | 23.1 | 7.83 | 269 | 100035 | 12.8 | 44.2128 | -65.5461 | 0.2 | 166.9824 | 166.9824 | 166.9824 | 166.9824 | 240.9803 | 166.9824 | 329.703 | 166.9824 | 300.4311 | 229.7823 | 237.6946 | 229.7823 | 405.0798 | 229.7823 | 467.8163 | 229.7823 | 433.2148 | 259.3046
|  | 5009 | 7 | 665 | 17 | 209 | 28 | 6 | 30 | 22.59 | 7.01 | 270 | 100058 | 12.637 | 34.7645 | -79.2952 | 0.2 | 124.2185 | 124.2185 | 124.2185 | 124.2185 | 144.7768 | 124.2185 | 232.9703 | 124.2185 | 218.3422 | 178.5582 | 178.5582 | 178.5582 | 247.4161 | 178.5582 | 309.7783 | 178.5582 | 281.5944 | 204.7729
|  | 5010 | 7 | 666 | 18 | 209 | 28 | 6 | 30 | 22.08 | 6.18 | 271 | 100081 | 12.469 | 24.8927 | -91.0515 | 0.2 | 38.8146 | 38.8146 | 38.8146 | 38.8146 | 38.8146 | 38.8146 | 38.8146 | 38.8146 | 61.3809 | 61.3809 | 61.3809 | 61.3809 | 61.3809 | 61.3809 | 61.3809 | 61.3809 | 74 | 74
|  | 5011 | 7 | 667 | 19 | 209 | 28 | 6 | 30 | 21.57 | 5.35 | 273 | 100103 | 12.299 | 15.0491 | -101.921 | 0.2 | 51.8007 | 46.2077 | 46.2077 | 46.2077 | 46.2077 | 46.2077 | 72.7004 | 46.2077 | 81.1664 | 72.0638 | 72.0638 | 72.0638 | 73.2566 | 72.0638 | 95.9447 | 72.0638 | 93.8335 | 86.5534
|  | 5012 | 7 | 668 | 20 | 209 | 28 | 6 | 30 | 20.53 | 4.4 | 265 | 100130 | 11.961 | 5.588 | -112.6608 | 0.2 | 35.6835 | 19.4628 | 19.4628 | 19.4628 | 19.4628 | 19.4628 | 58.3141 | 19.4628 | 43.8121 | 29.4297 | 29.4297 | 29.4297 | 29.4297 | 29.4297 | 59.8144 | 29.4297 | 38.6563 | 34.5371
|  | 5013 | 7 | 669 | 21 | 209 | 28 | 6 | 30 | 19.5 | 3.45 | 258 | 100156 | 11.618 | 0 | -123.8378 | 0.2 | 0 | 0 | 0 | 0 | 0 | 0 | 0 | 0 | 0 | 0 | 0 | 0 | 0 | 0 | 0 | 0 | 0 | 0
|  | 5014 | 7 | 670 | 22 | 209 | 28 | 6 | 30 | 18.46 | 2.5 | 250 | 100182 | 11.259 | 0 | -135.8909 | 0.2 | 0 | 0 | 0 | 0 | 0 | 0 | 0 | 0 | 0 | 0 | 0 | 0 | 0 | 0 | 0 | 0 | 0 | 0
|  | 5015 | 7 | 671 | 23 | 209 | 28 | 6 | 30 | 18.21 | 2.63 | 244 | 100169 | 11.254 | 0 | -149.1 | 0.2 | 0 | 0 | 0 | 0 | 0 | 0 | 0 | 0 | 0 | 0 | 0 | 0 | 0 | 0 | 0 | 0 | 0 | 0
|  | 5016 | 7 | 672 | 24 | 209 | 28 | 6 | 30 | 17.95 | 2.76 | 237 | 100156 | 11.24 | 0 | -163.472 | 0.2 | 0 | 0 | 0 | 0 | 0 | 0 | 0 | 0 | 0 | 0 | 0 | 0 | 0 | 0 | 0 | 0 | 0 | 0
|  | 5017 | 7 | 673 | 1 | 210 | 29 | 7 | 30 | 17.69 | 2.9 | 231 | 100143 | 11.223 | 0 | -178.6345 | 0.2 | 0 | 0 | 0 | 0 | 0 | 0 | 0 | 0 | 0 | 0 | 0 | 0 | 0 | 0 | 0 | 0 | 0 | 0
|  | 5018 | 7 | 674 | 2 | 210 | 29 | 7 | 30 | 17.53 | 2.69 | 232 | 100113 | 11.053 | 0 | 166.0934 | 0.2 | 0 | 0 | 0 | 0 | 0 | 0 | 0 | 0 | 0 | 0 | 0 | 0 | 0 | 0 | 0 | 0 | 0 | 0
|  | 5019 | 7 | 675 | 3 | 210 | 29 | 7 | 30 | 17.37 | 2.49 | 232 | 100084 | 10.886 | 0 | 151.5025 | 0.2 | 0 | 0 | 0 | 0 | 0 | 0 | 0 | 0 | 0 | 0 | 0 | 0 | 0 | 0 | 0 | 0 | 0 | 0
|  | 5020 | 7 | 676 | 4 | 210 | 29 | 7 | 30 | 17.21 | 2.29 | 233 | 100054 | 10.722 | 0 | 138.0466 | 0.2 | 0 | 0 | 0 | 0 | 0 | 0 | 0 | 0 | 0 | 0 | 0 | 0 | 0 | 0 | 0 | 0 | 0 | 0
|  | 5021 | 7 | 677 | 5 | 210 | 29 | 7 | 30 | 17.42 | 2.89 | 233 | 100012 | 10.895 | 0 | 125.7805 | 0.2 | 0 | 0 | 0 | 0 | 0 | 0 | 0 | 0 | 0 | 0 | 0 | 0 | 0 | 0 | 0 | 0 | 0 | 0
|  | 5022 | 7 | 678 | 6 | 210 | 29 | 7 | 30 | 17.63 | 3.49 | 233 | 99969 | 11.07 | 3.7866 | 114.4597 | 0.2 | 0 | 0 | 0 | 0 | 0 | 0 | 0 | 0 | 0 | 0 | 0 | 0 | 0 | 0 | 0 | 0 | 0 | 0
|  | 5023 | 7 | 679 | 7 | 210 | 29 | 7 | 30 | 17.84 | 4.08 | 233 | 99927 | 11.248 | 13.1526 | 103.6655 | 0.2 | 21.8604 | 21.8604 | 21.8604 | 21.8604 | 21.8604 | 21.8604 | 21.8604 | 21.8604 | 34.718 | 34.718 | 34.718 | 34.718 | 34.718 | 34.718 | 34.718 | 34.718 | 42 | 42
|  | 5024 | 7 | 680 | 8 | 210 | 29 | 7 | 30 | 18.61 | 5.03 | 237 | 99874 | 11.244 | 22.9571 | 92.8534 | 0.2 | 20.7924 | 20.7924 | 20.7924 | 20.7924 | 20.7924 | 20.7924 | 20.7924 | 20.7924 | 33.0456 | 33.0456 | 33.0456 | 33.0456 | 33.0456 | 33.0456 | 33.0456 | 33.0456 | 40 | 40
|  | 5025 | 7 | 681 | 9 | 210 | 29 | 7 | 30 | 19.38 | 5.97 | 241 | 99822 | 11.208 | 32.8509 | 81.3083 | 0.2 | 73.2469 | 73.2469 | 83.7272 | 73.2469 | 74.8491 | 73.2469 | 73.2469 | 73.2469 | 118.1137 | 114.4058 | 126.6572 | 114.4058 | 120.3794 | 114.4058 | 114.4058 | 114.4058 | 144 | 137.1541
|  | 5026 | 7 | 682 | 10 | 210 | 29 | 7 | 30 | 20.15 | 6.91 | 246 | 99769 | 11.137 | 42.4076 | 68.0052 | 0.2 | 100.4998 | 100.4998 | 116.1255 | 100.4998 | 106.8113 | 100.4998 | 100.4998 | 100.4998 | 161.9933 | 155.5722 | 177.5054 | 155.5722 | 170.9192 | 155.5722 | 155.5722 | 155.5722 | 201.0656 | 185.6732
|  | 5027 | 7 | 683 | 11 | 210 | 29 | 7 | 30 | 20.06 | 7.62 | 248 | 99733 | 11.803 | 50.9763 | 51.4117 | 0.2 | 60.9235 | 60.9235 | 62.0843 | 60.9235 | 61.8498 | 60.9235 | 60.9235 | 60.9235 | 95.999 | 95.3583 | 97.4749 | 95.3583 | 97.309 | 95.3583 | 95.8332 | 95.3583 | 116 | 114.1676
|  | 5028 | 7 | 684 | 12 | 210 | 29 | 7 | 30 | 19.96 | 8.34 | 249 | 99697 | 12.456 | 57.4504 | 29.6484 | 0.2 | 39.924 | 39.924 | 39.924 | 39.924 | 39.924 | 39.924 | 39.924 | 39.924 | 62.6239 | 62.6239 | 62.6239 | 62.6239 | 62.6239 | 62.6239 | 62.6239 | 62.6239 | 75 | 75
|  | 5029 | 7 | 685 | 13 | 210 | 29 | 7 | 30 | 19.87 | 9.05 | 251 | 99661 | 13.11 | 60.2295 | 2.5401 | 0.2 | 58.5334 | 58.5334 | 58.5793 | 58.5334 | 59.5692 | 58.5334 | 58.5334 | 58.5334 | 91.9345 | 91.3852 | 92.6995 | 91.3852 | 93.3995 | 91.3852 | 92.6345 | 91.3852 | 111 | 109.1873
|  | 5030 | 7 | 686 | 14 | 210 | 29 | 7 | 30 | 19.92 | 8.57 | 251 | 99628 | 13.471 | 58.2619 | -25.1596 | 0.2 | 64.5554 | 64.5554 | 64.5554 | 64.5554 | 66.0433 | 64.5554 | 65.2543 | 64.5554 | 101.551 | 100.7238 | 102.109 | 100.7238 | 103.6553 | 100.7238 | 103.0973 | 100.7238 | 123 | 120.3422
|  | 5031 | 7 | 687 | 15 | 210 | 29 | 7 | 30 | 19.98 | 8.1 | 251 | 99596 | 13.841 | 52.3205 | -47.9722 | 0.2 | 98.277 | 98.277 | 98.277 | 98.277 | 104.1705 | 98.277 | 104.816 | 98.277 | 156.1913 | 152.299 | 155.7349 | 152.299 | 164.5259 | 152.299 | 164.9824 | 152.299 | 193 | 181.6019
|  | 5032 | 7 | 688 | 16 | 210 | 29 | 7 | 30 | 20.03 | 7.63 | 251 | 99563 | 14.207 | 44.0262 | -65.3511 | 0.2 | 73.9125 | 73.9125 | 73.9125 | 73.9125 | 75.9632 | 73.9125 | 78.3814 | 73.9125 | 117.375 | 115.4645 | 115.665 | 115.4645 | 120.2751 | 115.4645 | 121.9851 | 115.4645 | 143 | 138.2474
|  | 5033 | 7 | 689 | 17 | 210 | 29 | 7 | 30 | 19.38 | 7.11 | 256 | 99599 | 13.651 | 34.5878 | -79.11 | 0.2 | 38.9078 | 38.9078 | 38.9078 | 38.9078 | 38.9078 | 38.9078 | 38.9078 | 38.9078 | 61.4468 | 61.4468 | 61.4468 | 61.4468 | 61.4468 | 61.4468 | 61.4468 | 61.4468 | 74 | 74
|  | 5034 | 7 | 690 | 18 | 210 | 29 | 7 | 30 | 18.72 | 6.6 | 261 | 99635 | 13.104 | 24.7186 | -90.8804 | 0.2 | 19.7545 | 19.7545 | 19.7545 | 19.7545 | 19.7545 | 19.7545 | 19.7545 | 19.7545 | 31.3945 | 31.3945 | 31.3945 | 31.3945 | 31.3945 | 31.3945 | 31.3945 | 31.3945 | 38 | 38
|  | 5035 | 7 | 691 | 19 | 210 | 29 | 7 | 30 | 18.07 | 6.08 | 265 | 99671 | 12.586 | 14.8719 | -101.764 | 0.2 | 46.875 | 42.9881 | 42.9881 | 42.9881 | 42.9881 | 42.9881 | 61.6525 | 42.9881 | 73.6319 | 67.3035 | 67.3035 | 67.3035 | 68.1349 | 67.3035 | 84.0812 | 67.3035 | 86 | 80.9373
|  | 5036 | 7 | 692 | 20 | 210 | 29 | 7 | 30 | 17.39 | 5.56 | 277 | 99717 | 11.986 | 5.4031 | -112.5179 | 0.2 | 22.1962 | 16.6314 | 16.6314 | 16.6314 | 16.6314 | 16.6314 | 30.0543 | 16.6314 | 31.1128 | 26.2061 | 26.2061 | 26.2061 | 26.2061 | 26.2061 | 36.6693 | 26.2061 | 33 | 31.6257
|  | 5037 | 7 | 693 | 21 | 210 | 29 | 7 | 30 | 16.72 | 5.03 | 288 | 99763 | 11.419 | 0 | -123.7108 | 0.2 | 0 | 0 | 0 | 0 | 0 | 0 | 0 | 0 | 0 | 0 | 0 | 0 | 0 | 0 | 0 | 0 | 0 | 0
|  | 5038 | 7 | 694 | 22 | 210 | 29 | 7 | 30 | 16.04 | 4.51 | 299 | 99809 | 10.87 | 0 | -135.7848 | 0.2 | 0 | 0 | 0 | 0 | 0 | 0 | 0 | 0 | 0 | 0 | 0 | 0 | 0 | 0 | 0 | 0 | 0 | 0
|  | 5039 | 7 | 695 | 23 | 210 | 29 | 7 | 30 | 15.69 | 4.23 | 303 | 99838 | 10.613 | 0 | -149.0228 | 0.2 | 0 | 0 | 0 | 0 | 0 | 0 | 0 | 0 | 0 | 0 | 0 | 0 | 0 | 0 | 0 | 0 | 0 | 0
|  | 5040 | 7 | 696 | 24 | 210 | 29 | 7 | 30 | 15.34 | 3.94 | 307 | 99868 | 10.363 | 0 | -163.4336 | 0.2 | 0 | 0 | 0 | 0 | 0 | 0 | 0 | 0 | 0 | 0 | 0 | 0 | 0 | 0 | 0 | 0 | 0 | 0
|  | 5041 | 7 | 697 | 1 | 211 | 30 | 1 | 31 | 14.98 | 3.66 | 311 | 99897 | 10.111 | 0 | -178.6444 | 0.2 | 0 | 0 | 0 | 0 | 0 | 0 | 0 | 0 | 0 | 0 | 0 | 0 | 0 | 0 | 0 | 0 | 0 | 0
|  | 5042 | 7 | 698 | 2 | 211 | 30 | 1 | 31 | 14.16 | 3.14 | 312 | 99963 | 9.473 | 0 | 166.0364 | 0.2 | 0 | 0 | 0 | 0 | 0 | 0 | 0 | 0 | 0 | 0 | 0 | 0 | 0 | 0 | 0 | 0 | 0 | 0
|  | 5043 | 7 | 699 | 3 | 211 | 30 | 1 | 31 | 13.34 | 2.63 | 314 | 100028 | 8.871 | 0 | 151.4059 | 0.2 | 0 | 0 | 0 | 0 | 0 | 0 | 0 | 0 | 0 | 0 | 0 | 0 | 0 | 0 | 0 | 0 | 0 | 0
|  | 5044 | 7 | 700 | 4 | 211 | 30 | 1 | 31 | 12.52 | 2.12 | 315 | 100094 | 8.305 | 0 | 137.9208 | 0.2 | 0 | 0 | 0 | 0 | 0 | 0 | 0 | 0 | 0 | 0 | 0 | 0 | 0 | 0 | 0 | 0 | 0 | 0
|  | 5045 | 7 | 701 | 5 | 211 | 30 | 1 | 31 | 12.8 | 1.83 | 302 | 100126 | 8.468 | 0 | 125.6341 | 0.2 | 0 | 0 | 0 | 0 | 0 | 0 | 0 | 0 | 0 | 0 | 0 | 0 | 0 | 0 | 0 | 0 | 0 | 0
|  | 5046 | 7 | 702 | 6 | 211 | 30 | 1 | 31 | 13.08 | 1.54 | 288 | 100159 | 8.634 | 3.6111 | 114.2978 | 0.2 | 0 | 0 | 0 | 0 | 0 | 0 | 0 | 0 | 0 | 0 | 0 | 0 | 0 | 0 | 0 | 0 | 0 | 0
|  | 5047 | 7 | 703 | 7 | 211 | 30 | 1 | 31 | 13.36 | 1.24 | 275 | 100192 | 8.803 | 12.9865 | 103.4896 | 0.2 | 142.1139 | 47.5732 | 441.6779 | 47.5732 | 47.5732 | 47.5732 | 47.5732 | 47.5732 | 181.8991 | 48.9576 | 393.7228 | 48.9576 | 48.9576 | 48.9576 | 48.9576 | 48.9576 | 135.3132 | 41.8462
|  | 5048 | 7 | 704 | 8 | 211 | 30 | 1 | 31 | 14.39 | 1.58 | 287 | 100208 | 8.321 | 22.7955 | 92.6628 | 0.2 | 108.6468 | 80.3701 | 688.3587 | 80.3701 | 80.3701 | 80.3701 | 80.3701 | 80.3701 | 274.5182 | 73.6497 | 684.4365 | 73.6497 | 234.529 | 73.6497 | 73.6497 | 73.6497 | 315.5764 | 59.782
|  | 5049 | 7 | 705 | 9 | 211 | 30 | 1 | 31 | 15.43 | 1.92 | 299 | 100225 | 7.733 | 32.6875 | 81.1015 | 0.2 | 114.1416 | 114.1416 | 669.0248 | 114.1416 | 201.0189 | 114.1416 | 114.1416 | 114.1416 | 299.199 | 105.792 | 752.9922 | 105.792 | 422.0621 | 105.792 | 105.792 | 105.792 | 447.6436 | 87.2474
|  | 5050 | 7 | 706 | 10 | 211 | 30 | 1 | 31 | 16.46 | 2.26 | 311 | 100241 | 7.016 | 42.2344 | 67.7832 | 0.2 | 138.9564 | 138.9564 | 606.5128 | 138.9564 | 329.9229 | 138.9564 | 138.9564 | 138.9564 | 320.5814 | 131.4022 | 786.2275 | 131.4022 | 590.6489 | 131.4022 | 131.4022 | 131.4022 | 572.1993 | 113.6929
|  | 5051 | 7 | 707 | 11 | 211 | 30 | 1 | 31 | 17.16 | 2.66 | 311 | 100212 | 6.718 | 50.7837 | 51.1885 | 0.2 | 136.6481 | 136.6481 | 574.8846 | 136.6481 | 489.1444 | 136.6481 | 136.6481 | 136.6481 | 333.2426 | 95.1698 | 892.3751 | 95.1698 | 831.7476 | 95.1698 | 272.6151 | 95.1698 | 748.26 | 59.0778
|  | 5052 | 7 | 708 | 12 | 211 | 30 | 1 | 31 | 17.85 | 3.06 | 311 | 100182 | 6.374 | 57.2313 | 29.4735 | 0.2 | 146.8527 | 146.8527 | 387.9683 | 146.8527 | 573.4825 | 146.8527 | 146.8527 | 146.8527 | 336.7901 | 100.127 | 808.9573 | 100.127 | 940.1357 | 100.127 | 467.9685 | 100.127 | 821.9907 | 60.6687
|  | 5053 | 7 | 709 | 13 | 211 | 30 | 1 | 31 | 18.55 | 3.46 | 311 | 100153 | 5.987 | 59.9918 | 2.4992 | 0.2 | 147.6469 | 147.6469 | 167.9642 | 147.6469 | 613.1441 | 147.6469 | 147.6469 | 147.6469 | 337.1516 | 95.8385 | 680.6744 | 95.8385 | 995.4641 | 95.8385 | 651.9414 | 95.8385 | 860.9628 | 54.1972
|  | 5054 | 7 | 710 | 14 | 211 | 30 | 1 | 31 | 18.85 | 3.32 | 316 | 100166 | 5.972 | 58.0304 | -25.0494 | 0.2 | 160.047 | 160.047 | 160.047 | 160.047 | 570.032 | 160.047 | 351.6568 | 160.047 | 349.5243 | 126.7118 | 503.939 | 126.7118 | 929.3308 | 126.7118 | 774.9162 | 126.7118 | 820.113 | 95.0233
|  | 5055 | 7 | 711 | 15 | 211 | 30 | 1 | 31 | 19.15 | 3.19 | 321 | 100179 | 5.952 | 52.1099 | -47.7889 | 0.2 | 165.0541 | 165.0541 | 165.0541 | 165.0541 | 480.0701 | 165.0541 | 512.3337 | 165.0541 | 352.8888 | 149.6037 | 330.075 | 149.6037 | 798.3888 | 149.6037 | 821.2026 | 149.6037 | 728.654 | 126.1493
|  | 5056 | 7 | 712 | 16 | 211 | 30 | 1 | 31 | 19.45 | 3.05 | 327 | 100192 | 5.93 | 43.8337 | -65.1553 | 0.2 | 156.6644 | 156.6644 | 156.6644 | 156.6644 | 366.6178 | 156.6644 | 610.1159 | 156.6644 | 345.6802 | 154.8997 | 173.5011 | 154.8997 | 642.5991 | 154.8997 | 814.7783 | 154.8997 | 619.3051 | 139.5473
|  | 5057 | 7 | 713 | 17 | 211 | 30 | 1 | 31 | 19.1 | 2.74 | 328 | 100179 | 6.089 | 34.4054 | -78.9233 | 0.2 | 129.4479 | 129.4479 | 129.4479 | 129.4479 | 248.3701 | 129.4479 | 736.9053 | 129.4479 | 336.194 | 120.5313 | 120.5313 | 120.5313 | 504.3754 | 120.5313 | 849.8219 | 120.5313 | 525.4397 | 101.5244
|  | 5058 | 7 | 714 | 18 | 211 | 30 | 1 | 31 | 18.75 | 2.42 | 329 | 100166 | 6.237 | 24.5389 | -90.7077 | 0.2 | 111.1638 | 103.2071 | 103.2071 | 103.2071 | 103.2071 | 103.2071 | 747.387 | 103.2071 | 315.7161 | 102.115 | 102.115 | 102.115 | 304.4637 | 102.115 | 765.5938 | 102.115 | 384.2241 | 90.1031
|  | 5059 | 7 | 715 | 19 | 211 | 30 | 1 | 31 | 18.4 | 2.11 | 330 | 100153 | 6.377 | 14.6891 | -101.6053 | 0.2 | 188.2438 | 66.3873 | 66.3873 | 66.3873 | 66.3873 | 66.3873 | 659.7466 | 66.3873 | 269.266 | 70.8186 | 70.8186 | 70.8186 | 96.9348 | 70.8186 | 602.6688 | 70.8186 | 225.198 | 66.4075
|  | 5060 | 7 | 716 | 20 | 211 | 30 | 1 | 31 | 16.87 | 2.03 | 330 | 100176 | 6.479 | 5.2127 | -112.3734 | 0.2 | 192.318 | 28.7694 | 28.7694 | 28.7694 | 28.7694 | 28.7694 | 426.0913 | 28.7694 | 179.9045 | 36.5407 | 36.5407 | 36.5407 | 36.5407 | 36.5407 | 345.2072 | 36.5407 | 78.0605 | 38.862
|  | 5061 | 7 | 717 | 21 | 211 | 30 | 1 | 31 | 15.35 | 1.95 | 331 | 100198 | 6.503 | 0 | -123.5826 | 0.2 | 0 | 0 | 0 | 0 | 0 | 0 | 0 | 0 | 0 | 0 | 0 | 0 | 0 | 0 | 0 | 0 | 0 | 0
|  | 5062 | 7 | 718 | 22 | 211 | 30 | 1 | 31 | 13.83 | 1.88 | 331 | 100221 | 6.46 | 0 | -135.6781 | 0.2 | 0 | 0 | 0 | 0 | 0 | 0 | 0 | 0 | 0 | 0 | 0 | 0 | 0 | 0 | 0 | 0 | 0 | 0
|  | 5063 | 7 | 719 | 23 | 211 | 30 | 1 | 31 | 13.42 | 1.52 | 334 | 100241 | 6.732 | 0 | -148.9459 | 0.2 | 0 | 0 | 0 | 0 | 0 | 0 | 0 | 0 | 0 | 0 | 0 | 0 | 0 | 0 | 0 | 0 | 0 | 0
|  | 5064 | 7 | 720 | 24 | 211 | 30 | 1 | 31 | 13.01 | 1.17 | 338 | 100261 | 6.984 | 0 | -163.3964 | 0.2 | 0 | 0 | 0 | 0 | 0 | 0 | 0 | 0 | 0 | 0 | 0 | 0 | 0 | 0 | 0 | 0 | 0 | 0
|  | 5065 | 7 | 721 | 1 | 212 | 31 | 2 | 31 | 12.59 | 0.81 | 341 | 100280 | 7.213 | 0 | -178.6567 | 0.2 | 0 | 0 | 0 | 0 | 0 | 0 | 0 | 0 | 0 | 0 | 0 | 0 | 0 | 0 | 0 | 0 | 0 | 0
|  | 5066 | 7 | 722 | 2 | 212 | 31 | 2 | 31 | 11.8 | 1.08 | 12 | 100284 | 7.171 | 0 | 165.9759 | 0.2 | 0 | 0 | 0 | 0 | 0 | 0 | 0 | 0 | 0 | 0 | 0 | 0 | 0 | 0 | 0 | 0 | 0 | 0
|  | 5067 | 7 | 723 | 3 | 212 | 31 | 2 | 31 | 11.02 | 1.35 | 44 | 100287 | 7.117 | 0 | 151.3049 | 0.2 | 0 | 0 | 0 | 0 | 0 | 0 | 0 | 0 | 0 | 0 | 0 | 0 | 0 | 0 | 0 | 0 | 0 | 0
|  | 5068 | 7 | 724 | 4 | 212 | 31 | 2 | 31 | 10.23 | 1.61 | 75 | 100290 | 7.044 | 0 | 137.7902 | 0.2 | 0 | 0 | 0 | 0 | 0 | 0 | 0 | 0 | 0 | 0 | 0 | 0 | 0 | 0 | 0 | 0 | 0 | 0
|  | 5069 | 7 | 725 | 5 | 212 | 31 | 2 | 31 | 11.09 | 1.79 | 60 | 100307 | 7.335 | 0 | 125.4827 | 0.2 | 0 | 0 | 0 | 0 | 0 | 0 | 0 | 0 | 0 | 0 | 0 | 0 | 0 | 0 | 0 | 0 | 0 | 0
|  | 5070 | 7 | 726 | 6 | 212 | 31 | 2 | 31 | 11.95 | 1.97 | 45 | 100323 | 7.634 | 3.4331 | 114.1307 | 0.2 | 0 | 0 | 0 | 0 | 0 | 0 | 0 | 0 | 0 | 0 | 0 | 0 | 0 | 0 | 0 | 0 | 0 | 0
|  | 5071 | 7 | 727 | 7 | 212 | 31 | 2 | 31 | 12.82 | 2.15 | 30 | 100339 | 7.944 | 12.8181 | 103.3086 | 0.2 | 128.6623 | 48.2183 | 388.2922 | 48.2183 | 48.2183 | 48.2183 | 48.2183 | 48.2183 | 165.0064 | 51.9007 | 348.5925 | 51.9007 | 51.9007 | 51.9007 | 51.9007 | 51.9007 | 125.5205 | 46.009
|  | 5072 | 7 | 728 | 8 | 212 | 31 | 2 | 31 | 14.46 | 2.36 | 30 | 100343 | 7.751 | 22.6316 | 92.467 | 0.2 | 107.8225 | 83.6654 | 644.3615 | 83.6654 | 83.6654 | 83.6654 | 83.6654 | 83.6654 | 262.9326 | 80.4056 | 642.3229 | 80.4056 | 228.7692 | 80.4056 | 80.4056 | 80.4056 | 301.4373 | 67.4624
|  | 5073 | 7 | 729 | 9 | 212 | 31 | 2 | 31 | 16.11 | 2.57 | 29 | 100346 | 7.409 | 32.5217 | 80.8893 | 0.2 | 108.253 | 108.253 | 735.1266 | 108.253 | 208.7824 | 108.253 | 108.253 | 108.253 | 307.7725 | 92.6183 | 822.1242 | 92.6183 | 449.9426 | 92.6183 | 92.6183 | 92.6183 | 476.4147 | 71.6112
|  | 5074 | 7 | 730 | 10 | 212 | 31 | 2 | 31 | 17.76 | 2.77 | 29 | 100349 | 6.883 | 42.0584 | 67.5555 | 0.2 | 135.6979 | 135.6979 | 645.9674 | 135.6979 | 346.4794 | 135.6979 | 135.6979 | 135.6979 | 321.0377 | 117.8557 | 830.8977 | 117.8557 | 619.1277 | 117.8557 | 117.8557 | 117.8557 | 590.8798 | 92.7556
|  | 5075 | 7 | 731 | 11 | 212 | 31 | 2 | 31 | 18.46 | 2.64 | 24 | 100316 | 6.666 | 50.5876 | 50.9596 | 0.2 | 150.6546 | 150.6546 | 533.9884 | 150.6546 | 461.5196 | 150.6546 | 150.6546 | 150.6546 | 334.1619 | 129.3021 | 825.0345 | 129.3021 | 773.7913 | 129.3021 | 282.9187 | 129.3021 | 704.4886 | 103.9082
|  | 5076 | 7 | 732 | 12 | 212 | 31 | 2 | 31 | 19.16 | 2.51 | 19 | 100284 | 6.413 | 57.0078 | 29.2935 | 0.2 | 174.1355 | 174.1355 | 356.6766 | 174.1355 | 499.5065 | 174.1355 | 174.1355 | 174.1355 | 351.0297 | 174.7541 | 710.1778 | 174.7541 | 811.1738 | 174.7541 | 452.0257 | 174.7541 | 739.138 | 164.4755
|  | 5077 | 7 | 733 | 13 | 212 | 31 | 2 | 31 | 19.87 | 2.37 | 14 | 100251 | 6.127 | 59.749 | 2.4539 | 0.2 | 164.2213 | 164.2213 | 182.0919 | 164.2213 | 581.2207 | 164.2213 | 164.2213 | 164.2213 | 344.3644 | 133.1742 | 651.8639 | 133.1742 | 934.0906 | 133.1742 | 626.5911 | 133.1742 | 817.4954 | 101.8279
|  | 5078 | 7 | 734 | 14 | 212 | 31 | 2 | 31 | 20.13 | 2.52 | 16 | 100235 | 6.164 | 57.7933 | -24.9421 | 0.2 | 137.8603 | 137.8603 | 137.8603 | 137.8603 | 609.5738 | 137.8603 | 357.2434 | 137.8603 | 331.9097 | 81.4599 | 510.3342 | 81.4599 | 999.0133 | 81.4599 | 820.5889 | 81.4599 | 865.5646 | 39.6615
|  | 5079 | 7 | 735 | 15 | 212 | 31 | 2 | 31 | 20.4 | 2.67 | 18 | 100218 | 6.205 | 51.8935 | -47.6064 | 0.2 | 133.6744 | 133.6744 | 133.6744 | 133.6744 | 532.3385 | 133.6744 | 570.3656 | 133.6744 | 335.5642 | 84.3512 | 308.675 | 84.3512 | 899.3605 | 84.3512 | 926.2497 | 84.3512 | 799.8533 | 45.9203
|  | 5080 | 7 | 736 | 16 | 212 | 31 | 2 | 31 | 20.66 | 2.81 | 20 | 100202 | 6.241 | 43.6354 | -64.9588 | 0.2 | 130.0986 | 130.0986 | 130.0986 | 130.0986 | 406.4258 | 130.0986 | 721.5728 | 130.0986 | 339.8387 | 95.0861 | 116.9961 | 95.0861 | 730.6244 | 95.0861 | 953.467 | 95.0861 | 685.4274 | 62.9677
|  | 5081 | 7 | 737 | 17 | 212 | 31 | 2 | 31 | 20.1 | 2.74 | 25 | 100185 | 6.377 | 34.2173 | -78.7352 | 0.2 | 114.0467 | 114.0467 | 114.0467 | 114.0467 | 251.9848 | 114.0467 | 806.5755 | 114.0467 | 336.7676 | 94.7523 | 94.7523 | 94.7523 | 531.8416 | 94.7523 | 923.9964 | 94.7523 | 554.3408 | 74.1414
|  | 5082 | 7 | 738 | 18 | 212 | 31 | 2 | 31 | 16.88 | 2.75 | 30 | 100169 | 6.101 | 24.3538 | -90.5333 | 0.2 | 101.4561 | 95.0499 | 95.0499 | 95.0499 | 95.0499 | 95.0499 | 783.2873 | 95.0499 | 314.1484 | 89.3246 | 89.3246 | 89.3246 | 305.0886 | 89.3246 | 796.2759 | 89.3246 | 387.9062 | 76.3636
|  | 5083 | 7 | 739 | 19 | 212 | 31 | 2 | 31 | 16.59 | 2.73 | 35 | 100153 | 6.201 | 14.5009 | -101.445 | 0.2 | 192.5214 | 64.2441 | 64.2441 | 64.2441 | 64.2441 | 64.2441 | 697.8572 | 64.2441 | 274.214 | 65.281 | 65.281 | 65.281 | 92.8025 | 65.281 | 631.5405 | 65.281 | 225.5947 | 58.396
|  | 5084 | 7 | 740 | 20 | 212 | 31 | 2 | 31 | 16.3 | 2.7 | 42 | 100179 | 6.292 | 5.0168 | -112.2275 | 0.2 | 177.8117 | 27.8 | 27.8 | 27.8 | 27.8 | 27.8 | 394.8883 | 27.8 | 167.2588 | 36.5691 | 36.5691 | 36.5691 | 36.5691 | 36.5691 | 320.7551 | 36.5691 | 74.8339 | 40.0224
|  | 5085 | 7 | 741 | 21 | 212 | 31 | 2 | 31 | 16.01 | 2.68 | 50 | 100205 | 6.376 | 0 | -123.4534 | 0.2 | 0 | 0 | 0 | 0 | 0 | 0 | 0 | 0 | 0 | 0 | 0 | 0 | 0 | 0 | 0 | 0 | 0 | 0
|  | 5086 | 7 | 742 | 22 | 212 | 31 | 2 | 31 | 15.72 | 2.66 | 57 | 100231 | 6.456 | 0 | -135.5707 | 0.2 | 0 | 0 | 0 | 0 | 0 | 0 | 0 | 0 | 0 | 0 | 0 | 0 | 0 | 0 | 0 | 0 | 0 | 0
|  | 5087 | 7 | 743 | 23 | 212 | 31 | 2 | 31 | 15.43 | 2.63 | 63 | 100231 | 6.532 | 0 | -148.869 | 0.2 | 0 | 0 | 0 | 0 | 0 | 0 | 0 | 0 | 0 | 0 | 0 | 0 | 0 | 0 | 0 | 0 | 0 | 0
|  | 5088 | 7 | 744 | 24 | 212 | 31 | 2 | 31 | 15.14 | 2.61 | 68 | 100231 | 6.603 | 0 | -163.3604 | 0.2 | 0 | 0 | 0 | 0 | 0 | 0 | 0 | 0 | 0 | 0 | 0 | 0 | 0 | 0 | 0 | 0 | 0 | 0
|  | 5089 | 8 | 1 | 1 | 213 | 1 | 3 | 31 | 14.85 | 2.58 | 73 | 100231 | 6.668 | 0 | -178.6716 | 0.2 | 0 | 0 | 0 | 0 | 0 | 0 | 0 | 0 | 0 | 0 | 0 | 0 | 0 | 0 | 0 | 0 | 0 | 0
|  | 5090 | 8 | 2 | 2 | 213 | 1 | 3 | 31 | 14.56 | 2.56 | 76 | 100195 | 6.731 | 0 | 165.9117 | 0.2 | 0 | 0 | 0 | 0 | 0 | 0 | 0 | 0 | 0 | 0 | 0 | 0 | 0 | 0 | 0 | 0 | 0 | 0
|  | 5091 | 8 | 3 | 3 | 213 | 1 | 3 | 31 | 14.27 | 2.54 | 78 | 100159 | 6.79 | 0 | 151.1996 | 0.2 | 0 | 0 | 0 | 0 | 0 | 0 | 0 | 0 | 0 | 0 | 0 | 0 | 0 | 0 | 0 | 0 | 0 | 0
|  | 5092 | 8 | 4 | 4 | 213 | 1 | 3 | 31 | 13.99 | 2.51 | 81 | 100123 | 6.848 | 0 | 137.6549 | 0.2 | 0 | 0 | 0 | 0 | 0 | 0 | 0 | 0 | 0 | 0 | 0 | 0 | 0 | 0 | 0 | 0 | 0 | 0
|  | 5093 | 8 | 5 | 5 | 213 | 1 | 3 | 31 | 13.7 | 2.49 | 83 | 100110 | 6.896 | 0 | 125.3265 | 0.2 | 0 | 0 | 0 | 0 | 0 | 0 | 0 | 0 | 0 | 0 | 0 | 0 | 0 | 0 | 0 | 0 | 0 | 0
|  | 5094 | 8 | 6 | 6 | 213 | 1 | 3 | 31 | 13.41 | 2.47 | 85 | 100097 | 6.938 | 3.2526 | 113.9588 | 0.2 | 0 | 0 | 0 | 0 | 0 | 0 | 0 | 0 | 0 | 0 | 0 | 0 | 0 | 0 | 0 | 0 | 0 | 0
|  | 5095 | 8 | 7 | 7 | 213 | 1 | 3 | 31 | 13.12 | 2.44 | 86 | 100084 | 6.977 | 12.6475 | 103.1226 | 0.2 | 142.825 | 45.8587 | 461.8034 | 45.8587 | 45.8587 | 45.8587 | 45.8587 | 45.8587 | 182.6239 | 46.2895 | 408.1756 | 46.2895 | 46.2895 | 46.2895 | 46.2895 | 46.2895 | 134.7256 | 38.886
|  | 5096 | 8 | 8 | 8 | 213 | 1 | 3 | 31 | 12.83 | 2.42 | 87 | 100058 | 7.013 | 22.4655 | 92.2661 | 0.2 | 103.3033 | 79.7707 | 674.4623 | 79.7707 | 79.7707 | 79.7707 | 79.7707 | 79.7707 | 264.7129 | 74.0523 | 668.5833 | 74.0523 | 231.4327 | 74.0523 | 74.0523 | 74.0523 | 306.811 | 60.7089
|  | 5097 | 8 | 9 | 9 | 213 | 1 | 3 | 31 | 12.54 | 2.39 | 87 | 100031 | 7.045 | 32.3534 | 80.6717 | 0.2 | 105.9171 | 105.9171 | 746.9528 | 105.9171 | 211.2162 | 105.9171 | 105.9171 | 105.9171 | 305.0267 | 88.4919 | 832.7651 | 88.4919 | 453.9421 | 88.4919 | 88.4919 | 88.4919 | 478.3476 | 66.8221
|  | 5098 | 8 | 10 | 10 | 213 | 1 | 3 | 31 | 20.12 | 2.44 | 87 | 100005 | 8.057 | 41.8795 | 67.3224 | 0.2 | 119.4184 | 119.4184 | 720.7593 | 119.4184 | 370.6885 | 119.4184 | 119.4184 | 119.4184 | 321.8705 | 86.3541 | 924.7575 | 86.3541 | 677.2201 | 86.3541 | 86.3541 | 86.3541 | 641.2921 | 56.9514
|  | 5099 | 8 | 11 | 11 | 213 | 1 | 3 | 31 | 21.7 | 2.2 | 94 | 99949 | 8.263 | 50.388 | 50.7254 | 0.2 | 129.2419 | 129.2419 | 588.2679 | 129.2419 | 504.611 | 129.2419 | 129.2419 | 129.2419 | 325.9451 | 84.7528 | 915.9516 | 84.7528 | 856.7972 | 84.7528 | 266.7908 | 84.7528 | 766.7131 | 50.2465
|  | 5100 | 8 | 12 | 12 | 213 | 1 | 3 | 31 | 23.29 | 1.95 | 101 | 99894 | 8.418 | 56.7802 | 29.1085 | 0.2 | 133.4174 | 133.4174 | 391.4515 | 133.4174 | 596.8517 | 133.4174 | 133.4174 | 133.4174 | 322.6731 | 77.638 | 832.8284 | 77.638 | 978.0682 | 77.638 | 467.913 | 77.638 | 846.705 | 36.7388
|  | 5101 | 8 | 13 | 13 | 213 | 1 | 3 | 31 | 24.87 | 1.71 | 109 | 99838 | 8.505 | 59.5012 | 2.4045 | 0.2 | 133.8664 | 133.8664 | 155.0008 | 133.8664 | 637.1828 | 133.8664 | 133.8664 | 133.8664 | 322.3373 | 73.4795 | 693.18 | 73.4795 | 1034.1342 | 73.4795 | 663.2914 | 73.4795 | 886.3233 | 31.0688
|  | 5102 | 8 | 14 | 14 | 213 | 1 | 3 | 31 | 25.54 | 1.45 | 120 | 99773 | 8.649 | 57.5506 | -24.8375 | 0.2 | 130.8636 | 130.8636 | 130.8636 | 130.8636 | 617.9989 | 130.8636 | 356.3387 | 130.8636 | 323.7712 | 71.2662 | 508.7929 | 71.2662 | 1012.6846 | 71.2662 | 827.6629 | 71.2662 | 874.1081 | 29.8768
|  | 5103 | 8 | 15 | 15 | 213 | 1 | 3 | 31 | 26.21 | 1.19 | 131 | 99707 | 8.785 | 51.6712 | -47.4247 | 0.2 | 130.6442 | 130.6442 | 130.6442 | 130.6442 | 537.6625 | 130.6442 | 573.6562 | 130.6442 | 332.1933 | 81.9093 | 306.7419 | 81.9093 | 907.8041 | 81.9093 | 933.2555 | 81.9093 | 806.877 | 45.9037
|  | 5104 | 8 | 16 | 16 | 213 | 1 | 3 | 31 | 26.88 | 0.92 | 142 | 99641 | 8.919 | 43.4314 | -64.7617 | 0.2 | 148.1545 | 148.1545 | 148.1545 | 148.1545 | 391.1164 | 148.1545 | 663.579 | 148.1545 | 341.0804 | 131.4368 | 148.4202 | 131.4368 | 684.6804 | 131.4368 | 877.3406 | 131.4368 | 646.3386 | 106.896
|  | 5105 | 8 | 17 | 17 | 213 | 1 | 3 | 31 | 26.27 | 0.95 | 119 | 99596 | 9.609 | 34.0237 | -78.5459 | 0.2 | 112.7435 | 112.7435 | 112.7435 | 112.7435 | 254.3114 | 112.7435 | 811.4381 | 112.7435 | 332.8315 | 92.6173 | 92.6173 | 92.6173 | 533.0387 | 92.6173 | 926.9867 | 92.6173 | 552.8749 | 71.5929
|  | 5106 | 8 | 18 | 18 | 213 | 1 | 3 | 31 | 25.67 | 0.98 | 96 | 99550 | 10.248 | 24.1632 | -90.3574 | 0.2 | 96.0947 | 91.6056 | 91.6056 | 91.6056 | 91.6056 | 91.6056 | 811.153 | 91.6056 | 313.5434 | 82.0953 | 82.0953 | 82.0953 | 307.1949 | 82.0953 | 819.166 | 82.0953 | 389.7572 | 66.9292
|  | 5107 | 8 | 19 | 19 | 213 | 1 | 3 | 31 | 25.06 | 1.01 | 73 | 99504 | 10.823 | 14.3073 | -101.2832 | 0.2 | 187.7642 | 64.058 | 64.058 | 64.058 | 64.058 | 64.058 | 684.0904 | 64.058 | 267.7012 | 66.2103 | 66.2103 | 66.2103 | 92.7543 | 66.2103 | 618.6569 | 66.2103 | 221.4167 | 60.1716
|  | 5108 | 8 | 20 | 20 | 213 | 1 | 3 | 31 | 22.87 | 1.2 | 88 | 99494 | 10.532 | 4.8156 | -112.0802 | 0.2 | 163.8297 | 26.7472 | 26.7472 | 26.7472 | 26.7472 | 26.7472 | 364.6749 | 26.7472 | 154.7509 | 36.095 | 36.095 | 36.095 | 36.095 | 36.095 | 296.7699 | 36.095 | 70.994 | 40.2718
|  | 5109 | 8 | 21 | 21 | 213 | 1 | 3 | 31 | 20.68 | 1.4 | 104 | 99484 | 10.126 | 0 | -123.323 | 0.2 | 0 | 0 | 0 | 0 | 0 | 0 | 0 | 0 | 0 | 0 | 0 | 0 | 0 | 0 | 0 | 0 | 0 | 0
|  | 5110 | 8 | 22 | 22 | 213 | 1 | 3 | 31 | 18.49 | 1.6 | 120 | 99474 | 9.631 | 0 | -135.4627 | 0.2 | 0 | 0 | 0 | 0 | 0 | 0 | 0 | 0 | 0 | 0 | 0 | 0 | 0 | 0 | 0 | 0 | 0 | 0
|  | 5111 | 8 | 23 | 23 | 213 | 1 | 3 | 31 | 18.36 | 1.86 | 136 | 99438 | 9.919 | 0 | -148.7924 | 0.2 | 0 | 0 | 0 | 0 | 0 | 0 | 0 | 0 | 0 | 0 | 0 | 0 | 0 | 0 | 0 | 0 | 0 | 0
|  | 5112 | 8 | 24 | 24 | 213 | 1 | 3 | 31 | 18.22 | 2.11 | 152 | 99402 | 10.198 | 0 | -163.3257 | 0.2 | 0 | 0 | 0 | 0 | 0 | 0 | 0 | 0 | 0 | 0 | 0 | 0 | 0 | 0 | 0 | 0 | 0 | 0
|  | 5113 | 8 | 25 | 1 | 214 | 2 | 4 | 31 | 18.09 | 2.37 | 168 | 99366 | 10.476 | 0 | -178.6889 | 0.2 | 0 | 0 | 0 | 0 | 0 | 0 | 0 | 0 | 0 | 0 | 0 | 0 | 0 | 0 | 0 | 0 | 0 | 0
|  | 5114 | 8 | 26 | 2 | 214 | 2 | 4 | 31 | 18.42 | 2.87 | 180 | 99356 | 10.644 | 0 | 165.844 | 0.2 | 0 | 0 | 0 | 0 | 0 | 0 | 0 | 0 | 0 | 0 | 0 | 0 | 0 | 0 | 0 | 0 | 0 | 0
|  | 5115 | 8 | 27 | 3 | 214 | 2 | 4 | 31 | 18.75 | 3.37 | 193 | 99347 | 10.813 | 0 | 151.09 | 0.2 | 0 | 0 | 0 | 0 | 0 | 0 | 0 | 0 | 0 | 0 | 0 | 0 | 0 | 0 | 0 | 0 | 0 | 0
|  | 5116 | 8 | 28 | 4 | 214 | 2 | 4 | 31 | 19.08 | 3.86 | 205 | 99337 | 10.985 | 0 | 137.5149 | 0.2 | 0 | 0 | 0 | 0 | 0 | 0 | 0 | 0 | 0 | 0 | 0 | 0 | 0 | 0 | 0 | 0 | 0 | 0
|  | 5117 | 8 | 29 | 5 | 214 | 2 | 4 | 31 | 19.48 | 4.17 | 210 | 99350 | 11.457 | 0 | 125.1654 | 0.2 | 0 | 0 | 0 | 0 | 0 | 0 | 0 | 0 | 0 | 0 | 0 | 0 | 0 | 0 | 0 | 0 | 0 | 0
|  | 5118 | 8 | 30 | 6 | 214 | 2 | 4 | 31 | 19.89 | 4.47 | 215 | 99363 | 11.955 | 3.0697 | 113.782 | 0.2 | 0 | 0 | 0 | 0 | 0 | 0 | 0 | 0 | 0 | 0 | 0 | 0 | 0 | 0 | 0 | 0 | 0 | 0
|  | 5119 | 8 | 31 | 7 | 214 | 2 | 4 | 31 | 20.29 | 4.77 | 219 | 99376 | 12.461 | 12.4747 | 102.9317 | 0.2 | 9.7848 | 9.7848 | 9.7848 | 9.7848 | 9.7848 | 9.7848 | 9.7848 | 9.7848 | 15.6319 | 15.6319 | 15.6319 | 15.6319 | 15.6319 | 15.6319 | 15.6319 | 15.6319 | 19 | 19
|  | 5120 | 8 | 32 | 8 | 214 | 2 | 4 | 31 | 20.59 | 5.02 | 224 | 99415 | 12.957 | 22.2971 | 92.0601 | 0.2 | 82.3995 | 75.9883 | 254.2215 | 75.9883 | 75.9883 | 75.9883 | 75.9883 | 75.9883 | 154.0474 | 97.7993 | 275.5439 | 97.7993 | 144.9805 | 97.7993 | 97.7993 | 97.7993 | 175.8374 | 102.7018
|  | 5121 | 8 | 33 | 9 | 214 | 2 | 4 | 31 | 20.88 | 5.27 | 229 | 99455 | 13.457 | 32.1828 | 80.4489 | 0.2 | 117.9076 | 117.9076 | 429.1275 | 117.9076 | 170.2733 | 117.9076 | 117.9076 | 117.9076 | 245.4727 | 142.0638 | 502.5665 | 142.0638 | 319.529 | 142.0638 | 142.0638 | 142.0638 | 344.5309 | 145.923
|  | 5122 | 8 | 34 | 10 | 214 | 2 | 4 | 31 | 21.18 | 5.52 | 234 | 99494 | 13.98 | 41.6979 | 67.084 | 0.2 | 77.0976 | 77.0976 | 83.1968 | 77.0976 | 79.6761 | 77.0976 | 77.0976 | 77.0976 | 122.7016 | 120.3534 | 128.8376 | 120.3534 | 126.3481 | 120.3534 | 120.3534 | 120.3534 | 150 | 144.1006
|  | 5123 | 8 | 35 | 11 | 214 | 2 | 4 | 31 | 20.88 | 6.11 | 236 | 99504 | 13.63 | 50.1851 | 50.4859 | 0.2 | 127.388 | 127.388 | 145.3752 | 127.388 | 142.223 | 127.388 | 127.388 | 127.388 | 204.6645 | 195.377 | 227.8733 | 195.377 | 225.6443 | 195.377 | 202.4355 | 195.377 | 260.1186 | 232.1491
|  | 5124 | 8 | 36 | 12 | 214 | 2 | 4 | 31 | 20.57 | 6.71 | 237 | 99514 | 13.28 | 56.5484 | 28.9188 | 0.2 | 144.4829 | 144.4829 | 387.1434 | 144.4829 | 583.7216 | 144.4829 | 144.4829 | 144.4829 | 323.6443 | 97.1523 | 805.8199 | 97.1523 | 944.8216 | 97.1523 | 462.646 | 97.1523 | 817.2227 | 57.6759
|  | 5125 | 8 | 37 | 13 | 214 | 2 | 4 | 31 | 20.27 | 7.31 | 239 | 99523 | 12.946 | 59.2484 | 2.351 | 0.2 | 201.1421 | 201.1421 | 207.9453 | 201.1421 | 366.8511 | 201.1421 | 201.1421 | 201.1421 | 346.3167 | 266.3852 | 468.3011 | 266.3852 | 580.6645 | 266.3852 | 458.68 | 266.3852 | 574.6687 | 295.9197
|  | 5126 | 8 | 38 | 14 | 214 | 2 | 4 | 31 | 21.13 | 6.84 | 244 | 99553 | 12.229 | 57.3024 | -24.7357 | 0.2 | 185.1085 | 185.1085 | 185.1085 | 185.1085 | 238.5876 | 185.1085 | 209.7465 | 185.1085 | 302.673 | 275.6283 | 323.0667 | 275.6283 | 378.3039 | 275.6283 | 357.9102 | 275.6283 | 415.6318 | 323.9057
|  | 5127 | 8 | 39 | 15 | 214 | 2 | 4 | 31 | 21.98 | 6.37 | 249 | 99582 | 11.387 | 51.4433 | -47.2438 | 0.2 | 152.5666 | 152.5666 | 152.5666 | 152.5666 | 508.2839 | 152.5666 | 537.2964 | 152.5666 | 338.7332 | 125.4167 | 318.2183 | 125.4167 | 841.7934 | 125.4167 | 862.3083 | 125.4167 | 755.0111 | 97.6187
|  | 5128 | 8 | 40 | 16 | 214 | 2 | 4 | 31 | 22.84 | 5.9 | 254 | 99612 | 10.427 | 43.2218 | -64.564 | 0.2 | 66.0937 | 66.0937 | 66.0937 | 66.0937 | 67.4455 | 66.0937 | 68.9361 | 66.0937 | 104.6315 | 103.4958 | 103.5776 | 103.4958 | 106.5433 | 103.4958 | 107.5972 | 103.4958 | 127 | 124.0421
|  | 5129 | 8 | 41 | 17 | 214 | 2 | 4 | 31 | 22.07 | 5.27 | 257 | 99648 | 10.973 | 33.8247 | -78.3554 | 0.2 | 136.5677 | 136.5677 | 136.5677 | 136.5677 | 182.6268 | 136.5677 | 360.0674 | 136.5677 | 257.4275 | 181.875 | 181.875 | 181.875 | 322.5649 | 181.875 | 448.0343 | 181.875 | 352.7428 | 199.8363
|  | 5130 | 8 | 42 | 18 | 214 | 2 | 4 | 31 | 21.3 | 4.63 | 259 | 99684 | 11.446 | 23.9672 | -90.1801 | 0.2 | 112.8235 | 111.7042 | 111.7042 | 111.7042 | 111.7042 | 111.7042 | 467.7115 | 111.7042 | 250.2598 | 137.5606 | 137.5606 | 137.5606 | 248.6769 | 137.5606 | 501.2036 | 137.5606 | 300.2856 | 142.0241
|  | 5131 | 8 | 43 | 19 | 214 | 2 | 4 | 31 | 20.53 | 4 | 262 | 99720 | 11.847 | 14.1084 | -101.12 | 0.2 | 113.5504 | 67.4357 | 67.4357 | 67.4357 | 67.4357 | 67.4357 | 302.0517 | 67.4357 | 164.2614 | 89.1589 | 89.1589 | 89.1589 | 99.0454 | 89.1589 | 297.5519 | 89.1589 | 155.9663 | 95.8699
|  | 5132 | 8 | 44 | 20 | 214 | 2 | 4 | 31 | 19.23 | 3.31 | 258 | 99776 | 11.504 | 4.609 | -111.9316 | 0.2 | 89.4997 | 27.6312 | 27.6312 | 27.6312 | 27.6312 | 27.6312 | 181.2889 | 27.6312 | 90.7014 | 37.5113 | 37.5113 | 37.5113 | 37.5113 | 37.5113 | 155.6062 | 37.5113 | 53.8131 | 40.4594
|  | 5133 | 8 | 45 | 21 | 214 | 2 | 4 | 31 | 17.94 | 2.62 | 255 | 99831 | 11.141 | 0 | -123.1915 | 0.2 | 0 | 0 | 0 | 0 | 0 | 0 | 0 | 0 | 0 | 0 | 0 | 0 | 0 | 0 | 0 | 0 | 0 | 0
|  | 5134 | 8 | 46 | 22 | 214 | 2 | 4 | 31 | 16.64 | 1.93 | 252 | 99887 | 10.747 | 0 | -135.3541 | 0.2 | 0 | 0 | 0 | 0 | 0 | 0 | 0 | 0 | 0 | 0 | 0 | 0 | 0 | 0 | 0 | 0 | 0 | 0
|  | 5135 | 8 | 47 | 23 | 214 | 2 | 4 | 31 | 16.48 | 1.88 | 252 | 99923 | 10.812 | 0 | -148.7159 | 0.2 | 0 | 0 | 0 | 0 | 0 | 0 | 0 | 0 | 0 | 0 | 0 | 0 | 0 | 0 | 0 | 0 | 0 | 0
|  | 5136 | 8 | 48 | 24 | 214 | 2 | 4 | 31 | 16.31 | 1.82 | 253 | 99959 | 10.867 | 0 | -163.2922 | 0.2 | 0 | 0 | 0 | 0 | 0 | 0 | 0 | 0 | 0 | 0 | 0 | 0 | 0 | 0 | 0 | 0 | 0 | 0
|  | 5137 | 8 | 49 | 1 | 215 | 3 | 5 | 31 | 16.15 | 1.77 | 254 | 99995 | 10.927 | 0 | -178.7087 | 0.2 | 0 | 0 | 0 | 0 | 0 | 0 | 0 | 0 | 0 | 0 | 0 | 0 | 0 | 0 | 0 | 0 | 0 | 0
|  | 5138 | 8 | 50 | 2 | 215 | 3 | 5 | 31 | 15.95 | 1.78 | 250 | 100048 | 10.892 | 0 | 165.7727 | 0.2 | 0 | 0 | 0 | 0 | 0 | 0 | 0 | 0 | 0 | 0 | 0 | 0 | 0 | 0 | 0 | 0 | 0 | 0
|  | 5139 | 8 | 51 | 3 | 215 | 3 | 5 | 31 | 15.74 | 1.79 | 246 | 100100 | 10.848 | 0 | 150.9761 | 0.2 | 0 | 0 | 0 | 0 | 0 | 0 | 0 | 0 | 0 | 0 | 0 | 0 | 0 | 0 | 0 | 0 | 0 | 0
|  | 5140 | 8 | 52 | 4 | 215 | 3 | 5 | 31 | 15.54 | 1.81 | 242 | 100153 | 10.81 | 0 | 137.3702 | 0.2 | 0 | 0 | 0 | 0 | 0 | 0 | 0 | 0 | 0 | 0 | 0 | 0 | 0 | 0 | 0 | 0 | 0 | 0
|  | 5141 | 8 | 53 | 5 | 215 | 3 | 5 | 31 | 15.73 | 2.04 | 243 | 100202 | 10.981 | 0 | 124.9995 | 0.2 | 0 | 0 | 0 | 0 | 0 | 0 | 0 | 0 | 0 | 0 | 0 | 0 | 0 | 0 | 0 | 0 | 0 | 0
|  | 5142 | 8 | 54 | 6 | 215 | 3 | 5 | 31 | 15.92 | 2.28 | 244 | 100251 | 11.155 | 2.8845 | 113.6004 | 0.2 | 0 | 0 | 0 | 0 | 0 | 0 | 0 | 0 | 0 | 0 | 0 | 0 | 0 | 0 | 0 | 0 | 0 | 0
|  | 5143 | 8 | 55 | 7 | 215 | 3 | 5 | 31 | 16.11 | 2.51 | 245 | 100300 | 11.33 | 12.2996 | 102.7359 | 0.2 | 19.7528 | 19.7528 | 19.7528 | 19.7528 | 19.7528 | 19.7528 | 19.7528 | 19.7528 | 31.3933 | 31.3933 | 31.3933 | 31.3933 | 31.3933 | 31.3933 | 31.3933 | 31.3933 | 38 | 38
|  | 5144 | 8 | 56 | 8 | 215 | 3 | 5 | 31 | 16.73 | 2.42 | 256 | 100339 | 11.585 | 22.1266 | 91.8492 | 0.2 | 21.8386 | 21.8386 | 21.8386 | 21.8386 | 21.8386 | 21.8386 | 21.8386 | 21.8386 | 34.7025 | 34.7025 | 34.7025 | 34.7025 | 34.7025 | 34.7025 | 34.7025 | 34.7025 | 42 | 42
|  | 5145 | 8 | 57 | 9 | 215 | 3 | 5 | 31 | 17.34 | 2.34 | 267 | 100379 | 11.834 | 32.0097 | 80.2211 | 0.2 | 54.6091 | 54.6091 | 57.3758 | 54.6091 | 55.0859 | 54.6091 | 54.6091 | 54.6091 | 86.7915 | 85.8877 | 89.0851 | 85.8877 | 87.4659 | 85.8877 | 85.8877 | 85.8877 | 105 | 103.245
|  | 5146 | 8 | 58 | 10 | 215 | 3 | 5 | 31 | 17.96 | 2.25 | 278 | 100418 | 12.089 | 41.5134 | 66.8404 | 0.2 | 123.3559 | 123.3559 | 163.0745 | 123.3559 | 140.3462 | 123.3559 | 123.3559 | 123.3559 | 203.1496 | 188.1251 | 243.2489 | 188.1251 | 227.1775 | 188.1251 | 188.1251 | 188.1251 | 261.7182 | 223.4801
|  | 5147 | 8 | 59 | 11 | 215 | 3 | 5 | 31 | 18.35 | 2.34 | 290 | 100448 | 11.963 | 49.9787 | 50.2414 | 0.2 | 170.0186 | 170.0186 | 324.6881 | 170.0186 | 298.6951 | 170.0186 | 170.0186 | 170.0186 | 296.4419 | 218.0096 | 496.7978 | 218.0096 | 478.4179 | 218.0096 | 278.062 | 218.0096 | 474.4803 | 234.8837
|  | 5148 | 8 | 60 | 12 | 215 | 3 | 5 | 31 | 18.75 | 2.42 | 303 | 100477 | 11.828 | 56.3124 | 28.7246 | 0.2 | 188.1784 | 188.1784 | 324.2349 | 188.1784 | 436.4377 | 188.1784 | 188.1784 | 188.1784 | 346.3848 | 221.6325 | 618.1372 | 221.6325 | 697.4766 | 221.6325 | 425.7242 | 221.6325 | 656.1867 | 231.501
|  | 5149 | 8 | 61 | 13 | 215 | 3 | 5 | 31 | 19.14 | 2.51 | 315 | 100507 | 11.672 | 58.9909 | 2.2936 | 0.2 | 175.7428 | 175.7428 | 190.6292 | 175.7428 | 547.4189 | 175.7428 | 175.7428 | 175.7428 | 346.4579 | 171.6826 | 619.7989 | 171.6826 | 872.0874 | 171.6826 | 598.7464 | 171.6826 | 778.136 | 159.2902
|  | 5150 | 8 | 62 | 14 | 215 | 3 | 5 | 31 | 19.72 | 2.28 | 330 | 100529 | 10.907 | 57.0488 | -24.6367 | 0.2 | 198.8664 | 198.8664 | 198.8664 | 198.8664 | 354.6489 | 198.8664 | 270.3099 | 198.8664 | 341.7259 | 264.9215 | 401.3626 | 264.9215 | 562.0356 | 264.9215 | 502.3989 | 264.9215 | 559.3411 | 294.9407
|  | 5151 | 8 | 63 | 15 | 215 | 3 | 5 | 31 | 20.3 | 2.05 | 345 | 100552 | 10.071 | 51.2097 | -47.0639 | 0.2 | 168.4509 | 168.4509 | 168.4509 | 168.4509 | 473.4227 | 168.4509 | 496.2256 | 168.4509 | 338.863 | 160.6298 | 322.7389 | 160.6298 | 770.1582 | 160.6298 | 786.2823 | 160.6298 | 697.8798 | 140.8483
|  | 5152 | 8 | 64 | 16 | 215 | 3 | 5 | 31 | 20.89 | 1.82 | 0 | 100575 | 9.166 | 43.0066 | -64.366 | 0.2 | 154.5379 | 154.5379 | 154.5379 | 154.5379 | 212.4602 | 154.5379 | 275.2472 | 154.5379 | 264.7524 | 217.4058 | 220.3553 | 217.4058 | 346.6669 | 217.4058 | 391.064 | 217.4058 | 371.9564 | 247.0759
|  | 5153 | 8 | 65 | 17 | 215 | 3 | 5 | 31 | 20.6 | 1.66 | 11 | 100585 | 9.333 | 33.6202 | -78.1639 | 0.2 | 130.4897 | 130.4897 | 130.4897 | 130.4897 | 253.7306 | 130.4897 | 718.5573 | 130.4897 | 321.007 | 125.6593 | 125.6593 | 125.6593 | 495.296 | 125.6593 | 823.9781 | 125.6593 | 508.3998 | 108.8955
|  | 5154 | 8 | 66 | 18 | 215 | 3 | 5 | 31 | 20.32 | 1.51 | 23 | 100595 | 9.498 | 23.766 | -90.0015 | 0.2 | 98.1831 | 98.1784 | 98.1784 | 98.1784 | 98.1784 | 98.1784 | 281.0931 | 98.1784 | 191.7933 | 134.8359 | 134.8359 | 134.8359 | 191.7867 | 134.8359 | 321.1302 | 134.8359 | 230.464 | 149.9188
|  | 5155 | 8 | 67 | 19 | 215 | 3 | 5 | 31 | 20.03 | 1.35 | 34 | 100605 | 9.647 | 13.9043 | -100.9552 | 0.2 | 17.6267 | 17.6267 | 17.6267 | 17.6267 | 17.6267 | 17.6267 | 17.6267 | 17.6267 | 28.0556 | 28.0556 | 28.0556 | 28.0556 | 28.0556 | 28.0556 | 28.0556 | 28.0556 | 34 | 34
|  | 5156 | 8 | 68 | 20 | 215 | 3 | 5 | 31 | 18.82 | 1.38 | 54 | 100644 | 9.139 | 4.3972 | -111.7816 | 0.2 | 77.2308 | 25.4876 | 25.4876 | 25.4876 | 25.4876 | 25.4876 | 154.9754 | 25.4876 | 78.6217 | 34.4515 | 34.4515 | 34.4515 | 34.4515 | 34.4515 | 133.5954 | 34.4515 | 47.6055 | 36.8827
|  | 5157 | 8 | 69 | 21 | 215 | 3 | 5 | 31 | 17.61 | 1.42 | 75 | 100683 | 8.647 | 0 | -123.059 | 0.2 | 0 | 0 | 0 | 0 | 0 | 0 | 0 | 0 | 0 | 0 | 0 | 0 | 0 | 0 | 0 | 0 | 0 | 0
|  | 5158 | 8 | 70 | 22 | 215 | 3 | 5 | 31 | 16.39 | 1.45 | 95 | 100723 | 8.167 | 0 | -135.245 | 0.2 | 0 | 0 | 0 | 0 | 0 | 0 | 0 | 0 | 0 | 0 | 0 | 0 | 0 | 0 | 0 | 0 | 0 | 0
|  | 5159 | 8 | 71 | 23 | 215 | 3 | 5 | 31 | 15.94 | 1.37 | 103 | 100729 | 8.227 | 0 | -148.6396 | 0.2 | 0 | 0 | 0 | 0 | 0 | 0 | 0 | 0 | 0 | 0 | 0 | 0 | 0 | 0 | 0 | 0 | 0 | 0
|  | 5160 | 8 | 72 | 24 | 215 | 3 | 5 | 31 | 15.49 | 1.29 | 111 | 100736 | 8.278 | 0 | -163.26 | 0.2 | 0 | 0 | 0 | 0 | 0 | 0 | 0 | 0 | 0 | 0 | 0 | 0 | 0 | 0 | 0 | 0 | 0 | 0
|  | 5161 | 8 | 73 | 1 | 216 | 4 | 6 | 31 | 15.04 | 1.21 | 120 | 100742 | 8.316 | 0 | -178.7309 | 0.2 | 0 | 0 | 0 | 0 | 0 | 0 | 0 | 0 | 0 | 0 | 0 | 0 | 0 | 0 | 0 | 0 | 0 | 0
|  | 5162 | 8 | 74 | 2 | 216 | 4 | 6 | 31 | 14.41 | 1.28 | 119 | 100736 | 8.481 | 0 | 165.6978 | 0.2 | 0 | 0 | 0 | 0 | 0 | 0 | 0 | 0 | 0 | 0 | 0 | 0 | 0 | 0 | 0 | 0 | 0 | 0
|  | 5163 | 8 | 75 | 3 | 216 | 4 | 6 | 31 | 13.77 | 1.35 | 119 | 100729 | 8.614 | 0 | 150.8579 | 0.2 | 0 | 0 | 0 | 0 | 0 | 0 | 0 | 0 | 0 | 0 | 0 | 0 | 0 | 0 | 0 | 0 | 0 | 0
|  | 5164 | 8 | 76 | 4 | 216 | 4 | 6 | 31 | 13.14 | 1.42 | 118 | 100723 | 8.724 | 0 | 137.2209 | 0.2 | 0 | 0 | 0 | 0 | 0 | 0 | 0 | 0 | 0 | 0 | 0 | 0 | 0 | 0 | 0 | 0 | 0 | 0
|  | 5165 | 8 | 77 | 5 | 216 | 4 | 6 | 31 | 14.02 | 1.45 | 116 | 100726 | 9.254 | 0 | 124.829 | 0.2 | 0 | 0 | 0 | 0 | 0 | 0 | 0 | 0 | 0 | 0 | 0 | 0 | 0 | 0 | 0 | 0 | 0 | 0
|  | 5166 | 8 | 78 | 6 | 216 | 4 | 6 | 31 | 14.9 | 1.48 | 113 | 100729 | 9.812 | 2.697 | 113.414 | 0.2 | 0 | 0 | 0 | 0 | 0 | 0 | 0 | 0 | 0 | 0 | 0 | 0 | 0 | 0 | 0 | 0 | 0 | 0
|  | 5167 | 8 | 79 | 7 | 216 | 4 | 6 | 31 | 15.78 | 1.5 | 111 | 100733 | 10.401 | 12.1224 | 102.5354 | 0.2 | 92.4996 | 41.2836 | 271.6307 | 41.2836 | 41.2836 | 41.2836 | 41.2836 | 41.2836 | 118.2234 | 46.1688 | 244.8883 | 46.1688 | 46.1688 | 46.1688 | 46.1688 | 46.1688 | 92.2835 | 41.5988
|  | 5168 | 8 | 80 | 8 | 216 | 4 | 6 | 31 | 17.92 | 1.69 | 94 | 100752 | 10.47 | 21.9539 | 91.6335 | 0.2 | 95.8439 | 81.9123 | 570.4263 | 81.9123 | 81.9123 | 81.9123 | 81.9123 | 81.9123 | 231.9682 | 82.8205 | 567.5486 | 82.8205 | 212.2659 | 82.8205 | 82.8205 | 82.8205 | 269.0864 | 72.0914
|  | 5169 | 8 | 81 | 9 | 216 | 4 | 6 | 31 | 20.05 | 1.87 | 78 | 100772 | 10.308 | 31.8342 | 79.9884 | 0.2 | 118.381 | 118.381 | 465.1321 | 118.381 | 179.5952 | 118.381 | 118.381 | 118.381 | 245.5217 | 134.2257 | 533.9967 | 134.2257 | 332.0916 | 134.2257 | 134.2257 | 134.2257 | 348.518 | 129.9076
|  | 5170 | 8 | 82 | 10 | 216 | 4 | 6 | 31 | 22.19 | 2.06 | 61 | 100792 | 9.87 | 41.3261 | 66.5919 | 0.2 | 123.8908 | 123.8908 | 702.4039 | 123.8908 | 374.3334 | 123.8908 | 123.8908 | 123.8908 | 310.9087 | 96.0312 | 897.0688 | 96.0312 | 665.088 | 96.0312 | 96.0312 | 96.0312 | 622.7716 | 68.4463
|  | 5171 | 8 | 83 | 11 | 216 | 4 | 6 | 31 | 23.12 | 2.27 | 57 | 100759 | 9.891 | 49.7689 | 49.9922 | 0.2 | 128.6866 | 128.6866 | 584.9262 | 128.6866 | 511.6235 | 128.6866 | 128.6866 | 128.6866 | 310.4022 | 83.3211 | 903.7895 | 83.3211 | 851.9567 | 83.3211 | 258.5694 | 83.3211 | 750.9397 | 46.8617
|  | 5172 | 8 | 84 | 12 | 216 | 4 | 6 | 31 | 24.05 | 2.48 | 53 | 100726 | 9.878 | 56.0724 | 28.5262 | 0.2 | 133.1468 | 133.1468 | 390.821 | 133.1468 | 607.2073 | 133.1468 | 133.1468 | 133.1468 | 310.1447 | 78.1714 | 827.5593 | 78.1714 | 980.5675 | 78.1714 | 463.1529 | 78.1714 | 839.7308 | 37.6105
|  | 5173 | 8 | 85 | 13 | 216 | 4 | 6 | 31 | 24.98 | 2.69 | 49 | 100693 | 9.823 | 58.7286 | 2.2325 | 0.2 | 133.1954 | 133.1954 | 153.2273 | 133.1954 | 647.0351 | 133.1954 | 133.1954 | 133.1954 | 308.9636 | 73.5885 | 686.4678 | 73.5885 | 1035.6426 | 73.5885 | 658.1385 | 73.5885 | 878.2797 | 31.5693
|  | 5174 | 8 | 86 | 14 | 216 | 4 | 6 | 31 | 25.28 | 2.78 | 51 | 100644 | 9.721 | 56.7899 | -24.5404 | 0.2 | 133.018 | 133.018 | 133.018 | 133.018 | 626.0391 | 133.018 | 358.1203 | 133.018 | 312.2696 | 75.467 | 501.7168 | 75.467 | 1009.5067 | 75.467 | 820.0595 | 75.467 | 862.1517 | 34.2412
|  | 5175 | 8 | 87 | 15 | 216 | 4 | 6 | 31 | 25.58 | 2.86 | 53 | 100595 | 9.612 | 50.9706 | -46.8851 | 0.2 | 132.4417 | 132.4417 | 132.4417 | 132.4417 | 544.8238 | 132.4417 | 572.8924 | 132.4417 | 320.7884 | 86.0742 | 300.9409 | 86.0742 | 903.9847 | 86.0742 | 923.8322 | 86.0742 | 795.0279 | 50.7098
|  | 5176 | 8 | 88 | 16 | 216 | 4 | 6 | 31 | 25.88 | 2.95 | 56 | 100546 | 9.494 | 42.7859 | -64.1676 | 0.2 | 122.7669 | 122.7669 | 122.7669 | 122.7669 | 420.9726 | 122.7669 | 738.7471 | 122.7669 | 322.5617 | 85.5302 | 97.8612 | 85.5302 | 744.2882 | 85.5302 | 968.9887 | 85.5302 | 687.8435 | 54.4246
|  | 5177 | 8 | 89 | 17 | 216 | 4 | 6 | 31 | 25.05 | 2.61 | 56 | 100520 | 9.888 | 33.4104 | -77.9712 | 0.2 | 111.6499 | 111.6499 | 111.6499 | 111.6499 | 260.8819 | 111.6499 | 812.0026 | 111.6499 | 320.5692 | 92.0895 | 92.0895 | 92.0895 | 531.6151 | 92.0895 | 921.3163 | 92.0895 | 543.6726 | 71.3215
|  | 5178 | 8 | 90 | 18 | 216 | 4 | 6 | 31 | 24.22 | 2.26 | 56 | 100493 | 10.22 | 23.5595 | -89.8215 | 0.2 | 91.31 | 91.31 | 91.31 | 91.31 | 93.5236 | 91.31 | 801.6601 | 91.31 | 301.0856 | 83.6259 | 83.6259 | 83.6259 | 304.2162 | 83.6259 | 804.9443 | 83.6259 | 379.2895 | 69.5414
|  | 5179 | 8 | 91 | 19 | 216 | 4 | 6 | 31 | 23.39 | 1.92 | 57 | 100467 | 10.493 | 13.6951 | -100.7891 | 0.2 | 174.8588 | 62.6337 | 62.6337 | 62.6337 | 62.6337 | 62.6337 | 651.5448 | 62.6337 | 249.8581 | 67.2019 | 67.2019 | 67.2019 | 91.1477 | 67.2019 | 586.9259 | 67.2019 | 209.251 | 63.1614
|  | 5180 | 8 | 92 | 20 | 216 | 4 | 6 | 31 | 21.82 | 2.05 | 62 | 100477 | 10.279 | 4.1803 | -111.6303 | 0.2 | 153.8677 | 24.0392 | 24.0392 | 24.0392 | 24.0392 | 24.0392 | 351.4418 | 24.0392 | 142.9753 | 32.97 | 32.97 | 32.97 | 32.97 | 32.97 | 282.6813 | 32.97 | 63.0107 | 37.2681
|  | 5181 | 8 | 93 | 21 | 216 | 4 | 6 | 31 | 20.26 | 2.17 | 67 | 100487 | 10.01 | 0 | -122.9254 | 0.2 | 0 | 0 | 0 | 0 | 0 | 0 | 0 | 0 | 0 | 0 | 0 | 0 | 0 | 0 | 0 | 0 | 0 | 0
|  | 5182 | 8 | 94 | 22 | 216 | 4 | 6 | 31 | 18.69 | 2.3 | 72 | 100497 | 9.686 | 0 | -135.1352 | 0.2 | 0 | 0 | 0 | 0 | 0 | 0 | 0 | 0 | 0 | 0 | 0 | 0 | 0 | 0 | 0 | 0 | 0 | 0
|  | 5183 | 8 | 95 | 23 | 216 | 4 | 6 | 31 | 17.99 | 2.23 | 78 | 100470 | 9.44 | 0 | -148.5634 | 0.2 | 0 | 0 | 0 | 0 | 0 | 0 | 0 | 0 | 0 | 0 | 0 | 0 | 0 | 0 | 0 | 0 | 0 | 0
|  | 5184 | 8 | 96 | 24 | 216 | 4 | 6 | 31 | 17.28 | 2.15 | 84 | 100444 | 9.188 | 0 | -163.2289 | 0.2 | 0 | 0 | 0 | 0 | 0 | 0 | 0 | 0 | 0 | 0 | 0 | 0 | 0 | 0 | 0 | 0 | 0 | 0
|  | 5185 | 8 | 97 | 1 | 217 | 5 | 7 | 31 | 16.58 | 2.07 | 90 | 100418 | 8.944 | 0 | -178.7555 | 0.2 | 0 | 0 | 0 | 0 | 0 | 0 | 0 | 0 | 0 | 0 | 0 | 0 | 0 | 0 | 0 | 0 | 0 | 0
|  | 5186 | 8 | 98 | 2 | 217 | 5 | 7 | 31 | 15.97 | 1.97 | 94 | 100359 | 8.895 | 0 | 165.6195 | 0.2 | 0 | 0 | 0 | 0 | 0 | 0 | 0 | 0 | 0 | 0 | 0 | 0 | 0 | 0 | 0 | 0 | 0 | 0
|  | 5187 | 8 | 99 | 3 | 217 | 5 | 7 | 31 | 15.36 | 1.87 | 98 | 100300 | 8.836 | 0 | 150.7355 | 0.2 | 0 | 0 | 0 | 0 | 0 | 0 | 0 | 0 | 0 | 0 | 0 | 0 | 0 | 0 | 0 | 0 | 0 | 0
|  | 5188 | 8 | 100 | 4 | 217 | 5 | 7 | 31 | 14.75 | 1.77 | 102 | 100241 | 8.766 | 0 | 137.0671 | 0.2 | 0 | 0 | 0 | 0 | 0 | 0 | 0 | 0 | 0 | 0 | 0 | 0 | 0 | 0 | 0 | 0 | 0 | 0
|  | 5189 | 8 | 101 | 5 | 217 | 5 | 7 | 31 | 15.29 | 2.1 | 104 | 100202 | 8.959 | 0 | 124.6538 | 0.2 | 0 | 0 | 0 | 0 | 0 | 0 | 0 | 0 | 0 | 0 | 0 | 0 | 0 | 0 | 0 | 0 | 0 | 0
|  | 5190 | 8 | 102 | 6 | 217 | 5 | 7 | 31 | 15.84 | 2.44 | 105 | 100162 | 9.161 | 2.5072 | 113.223 | 0.2 | 0 | 0 | 0 | 0 | 0 | 0 | 0 | 0 | 0 | 0 | 0 | 0 | 0 | 0 | 0 | 0 | 0 | 0
|  | 5191 | 8 | 103 | 7 | 217 | 5 | 7 | 31 | 16.38 | 2.77 | 106 | 100123 | 9.358 | 11.9431 | 102.3302 | 0.2 | 125.2709 | 42.7106 | 420.4087 | 42.7106 | 42.7106 | 42.7106 | 42.7106 | 42.7106 | 159.9279 | 43.7243 | 368.6219 | 43.7243 | 43.7243 | 43.7243 | 43.7243 | 43.7243 | 118.6527 | 36.8763
|  | 5192 | 8 | 104 | 8 | 217 | 5 | 7 | 31 | 19.03 | 2.57 | 102 | 100094 | 9.991 | 21.779 | 91.4132 | 0.2 | 92.3476 | 77.6516 | 673.3753 | 77.6516 | 77.6516 | 77.6516 | 77.6516 | 77.6516 | 250.8117 | 72.0642 | 661.6603 | 72.0642 | 230.0284 | 72.0642 | 72.0642 | 72.0642 | 297.0086 | 58.9175
|  | 5193 | 8 | 105 | 9 | 217 | 5 | 7 | 31 | 21.69 | 2.38 | 98 | 100064 | 10.511 | 31.6564 | 79.7509 | 0.2 | 102.65 | 102.65 | 750.6838 | 102.65 | 219.8234 | 102.65 | 102.65 | 102.65 | 288.8743 | 84.621 | 829.9575 | 84.621 | 454.5825 | 84.621 | 84.621 | 84.621 | 468.9535 | 62.9223
|  | 5194 | 8 | 106 | 10 | 217 | 5 | 7 | 31 | 24.34 | 2.18 | 94 | 100035 | 10.851 | 41.136 | 66.3385 | 0.2 | 118.3414 | 118.3414 | 719.4039 | 118.3414 | 381.7074 | 118.3414 | 118.3414 | 118.3414 | 305.2487 | 86.1679 | 916.492 | 86.1679 | 677.7046 | 86.1679 | 86.1679 | 86.1679 | 630.3923 | 57.1992
|  | 5195 | 8 | 107 | 11 | 217 | 5 | 7 | 31 | 25.73 | 2.11 | 92 | 99976 | 10.908 | 49.5558 | 49.7383 | 0.2 | 128.7735 | 128.7735 | 587.7358 | 128.7735 | 517.474 | 128.7735 | 128.7735 | 128.7735 | 309.3865 | 85.3118 | 908.7746 | 85.3118 | 859.092 | 85.3118 | 259.7039 | 85.3118 | 756.7954 | 51.2054
|  | 5196 | 8 | 108 | 12 | 217 | 5 | 7 | 31 | 27.11 | 2.03 | 91 | 99917 | 10.877 | 55.8283 | 28.3238 | 0.2 | 128.5753 | 128.5753 | 390.7225 | 128.5753 | 614.9521 | 128.5753 | 128.5753 | 128.5753 | 303.1618 | 71.5825 | 832.4482 | 71.5825 | 991.0024 | 71.5825 | 461.716 | 71.5825 | 845.2327 | 31.3535
|  | 5197 | 8 | 109 | 13 | 217 | 5 | 7 | 31 | 28.5 | 1.96 | 90 | 99858 | 10.756 | 58.4616 | 2.168 | 0.2 | 133.4658 | 133.4658 | 153.0606 | 133.4658 | 651.0781 | 133.4658 | 133.4658 | 133.4658 | 304.9992 | 74.2082 | 684.862 | 74.2082 | 1037.0135 | 74.2082 | 657.1507 | 74.2082 | 876.2589 | 32.2588
|  | 5198 | 8 | 110 | 14 | 217 | 5 | 7 | 31 | 28.87 | 2.01 | 88 | 99786 | 10.748 | 56.5257 | -24.4467 | 0.2 | 130.4032 | 130.4032 | 130.4032 | 130.4032 | 631.8128 | 130.4032 | 358.346 | 130.4032 | 306.357 | 71.912 | 499.7272 | 71.912 | 1015.4572 | 71.912 | 822.087 | 71.912 | 863.9422 | 30.9773
|  | 5199 | 8 | 111 | 15 | 217 | 5 | 7 | 31 | 29.24 | 2.07 | 86 | 99714 | 10.731 | 50.726 | -46.7072 | 0.2 | 130.1958 | 130.1958 | 130.1958 | 130.1958 | 550.584 | 130.1958 | 576.4139 | 130.1958 | 315.3857 | 82.5267 | 297.1213 | 82.5267 | 909.9044 | 82.5267 | 928.1689 | 82.5267 | 796.6238 | 46.9232
|  | 5200 | 8 | 112 | 16 | 217 | 5 | 7 | 31 | 29.62 | 2.12 | 84 | 99641 | 10.716 | 42.5599 | -63.9691 | 0.2 | 125.1428 | 125.1428 | 125.1428 | 125.1428 | 422.8052 | 125.1428 | 734.6056 | 125.1428 | 319.879 | 89.9553 | 99.4028 | 89.9553 | 740.8372 | 89.9553 | 961.3134 | 89.9553 | 682.2773 | 59.4537
|  | 5201 | 8 | 113 | 17 | 217 | 5 | 7 | 31 | 28.61 | 1.96 | 81 | 99602 | 11.195 | 33.1953 | -77.7777 | 0.2 | 109.959 | 109.959 | 109.959 | 109.959 | 263.332 | 109.959 | 818.0021 | 109.959 | 316.0638 | 89.3521 | 89.3521 | 89.3521 | 532.9661 | 89.3521 | 925.177 | 89.3521 | 542.0996 | 68.1077
|  | 5202 | 8 | 114 | 18 | 217 | 5 | 7 | 31 | 27.6 | 1.8 | 79 | 99563 | 11.579 | 23.3479 | -89.6402 | 0.2 | 89.0605 | 89.0605 | 89.0605 | 89.0605 | 93.6231 | 89.0605 | 815.5759 | 89.0605 | 298.1128 | 79.5806 | 79.5806 | 79.5806 | 304.5653 | 79.5806 | 815.063 | 79.5806 | 378.1515 | 64.5377
|  | 5203 | 8 | 115 | 19 | 217 | 5 | 7 | 31 | 26.59 | 1.64 | 76 | 99523 | 11.88 | 13.4807 | -100.6217 | 0.2 | 176.3681 | 61.4033 | 61.4033 | 61.4033 | 61.4033 | 61.4033 | 674.4286 | 61.4033 | 251.3945 | 64.3767 | 64.3767 | 64.3767 | 88.8098 | 64.3767 | 603.5765 | 64.3767 | 208.7257 | 59.2074
|  | 5204 | 8 | 116 | 20 | 217 | 5 | 7 | 31 | 24.41 | 1.74 | 84 | 99514 | 11.327 | 3.9584 | -111.4778 | 0.2 | 156.4612 | 23.1846 | 23.1846 | 23.1846 | 23.1846 | 23.1846 | 361.912 | 23.1846 | 143.2409 | 31.1896 | 31.1896 | 31.1896 | 31.1896 | 31.1896 | 288.5166 | 31.1896 | 59.8646 | 34.6768
|  | 5205 | 8 | 117 | 21 | 217 | 5 | 7 | 31 | 22.23 | 1.84 | 93 | 99504 | 10.706 | 0 | -122.7907 | 0.2 | 0 | 0 | 0 | 0 | 0 | 0 | 0 | 0 | 0 | 0 | 0 | 0 | 0 | 0 | 0 | 0 | 0 | 0
|  | 5206 | 8 | 118 | 22 | 217 | 5 | 7 | 31 | 20.05 | 1.94 | 102 | 99494 | 10.044 | 0 | -135.0248 | 0.2 | 0 | 0 | 0 | 0 | 0 | 0 | 0 | 0 | 0 | 0 | 0 | 0 | 0 | 0 | 0 | 0 | 0 | 0
|  | 5207 | 8 | 119 | 23 | 217 | 5 | 7 | 31 | 19.2 | 1.72 | 114 | 99471 | 9.979 | 0 | -148.4874 | 0.2 | 0 | 0 | 0 | 0 | 0 | 0 | 0 | 0 | 0 | 0 | 0 | 0 | 0 | 0 | 0 | 0 | 0 | 0
|  | 5208 | 8 | 120 | 24 | 217 | 5 | 7 | 31 | 18.35 | 1.5 | 126 | 99448 | 9.892 | 0 | -163.199 | 0.2 | 0 | 0 | 0 | 0 | 0 | 0 | 0 | 0 | 0 | 0 | 0 | 0 | 0 | 0 | 0 | 0 | 0 | 0
|  | 5209 | 8 | 121 | 1 | 218 | 6 | 1 | 32 | 17.5 | 1.28 | 138 | 99425 | 9.782 | 0 | -178.7825 | 0.2 | 0 | 0 | 0 | 0 | 0 | 0 | 0 | 0 | 0 | 0 | 0 | 0 | 0 | 0 | 0 | 0 | 0 | 0
|  | 5210 | 8 | 122 | 2 | 218 | 6 | 1 | 32 | 17.15 | 1.35 | 143 | 99402 | 9.843 | 0 | 165.5377 | 0.2 | 0 | 0 | 0 | 0 | 0 | 0 | 0 | 0 | 0 | 0 | 0 | 0 | 0 | 0 | 0 | 0 | 0 | 0
|  | 5211 | 8 | 123 | 3 | 218 | 6 | 1 | 32 | 16.79 | 1.42 | 148 | 99379 | 9.891 | 0 | 150.609 | 0.2 | 0 | 0 | 0 | 0 | 0 | 0 | 0 | 0 | 0 | 0 | 0 | 0 | 0 | 0 | 0 | 0 | 0 | 0
|  | 5212 | 8 | 124 | 4 | 218 | 6 | 1 | 32 | 16.44 | 1.49 | 153 | 99356 | 9.936 | 0 | 136.9088 | 0.2 | 0 | 0 | 0 | 0 | 0 | 0 | 0 | 0 | 0 | 0 | 0 | 0 | 0 | 0 | 0 | 0 | 0 | 0
|  | 5213 | 8 | 125 | 5 | 218 | 6 | 1 | 32 | 17.4 | 2.06 | 160 | 99340 | 10.507 | 0 | 124.4741 | 0.2 | 0 | 0 | 0 | 0 | 0 | 0 | 0 | 0 | 0 | 0 | 0 | 0 | 0 | 0 | 0 | 0 | 0 | 0
|  | 5214 | 8 | 126 | 6 | 218 | 6 | 1 | 32 | 18.36 | 2.64 | 167 | 99324 | 11.108 | 2.3151 | 113.0275 | 0.2 | 0 | 0 | 0 | 0 | 0 | 0 | 0 | 0 | 0 | 0 | 0 | 0 | 0 | 0 | 0 | 0 | 0 | 0
|  | 5215 | 8 | 127 | 7 | 218 | 6 | 1 | 32 | 19.32 | 3.21 | 174 | 99307 | 11.736 | 11.7616 | 102.1205 | 0.2 | 123.2382 | 42.0273 | 420.1803 | 42.0273 | 42.0273 | 42.0273 | 42.0273 | 42.0273 | 157.3412 | 42.9724 | 367.311 | 42.9724 | 42.9724 | 42.9724 | 42.9724 | 42.9724 | 116.7088 | 36.1777
|  | 5216 | 8 | 128 | 8 | 218 | 6 | 1 | 32 | 22.18 | 2.92 | 185 | 99301 | 12.682 | 21.6019 | 91.1882 | 0.2 | 89.508 | 77.3802 | 662.1033 | 77.3802 | 77.3802 | 77.3802 | 77.3802 | 77.3802 | 244.8557 | 72.5279 | 649.7417 | 72.5279 | 227.7044 | 72.5279 | 72.5279 | 72.5279 | 291.3395 | 59.7591
|  | 5217 | 8 | 129 | 9 | 218 | 6 | 1 | 32 | 25.05 | 2.63 | 197 | 99294 | 13.508 | 31.4761 | 79.5088 | 0.2 | 103.5084 | 103.5084 | 742.2719 | 103.5084 | 221.7953 | 103.5084 | 103.5084 | 103.5084 | 284.4207 | 86.8333 | 819.7361 | 86.8333 | 451.7036 | 86.8333 | 86.8333 | 86.8333 | 463.3897 | 65.6721
|  | 5218 | 8 | 130 | 10 | 218 | 6 | 1 | 32 | 27.91 | 2.34 | 208 | 99288 | 14.123 | 40.9432 | 66.0806 | 0.2 | 118.1482 | 118.1482 | 718.6811 | 118.1482 | 384.5111 | 118.1482 | 118.1482 | 118.1482 | 300.9385 | 86.2778 | 913.9265 | 86.2778 | 677.6326 | 86.2778 | 86.2778 | 86.2778 | 627.3819 | 57.4428
|  | 5219 | 8 | 131 | 11 | 218 | 6 | 1 | 32 | 29 | 2.61 | 227 | 99258 | 13.851 | 49.3393 | 49.4802 | 0.2 | 126.7756 | 126.7756 | 587.7189 | 126.7756 | 520.7337 | 126.7756 | 126.7756 | 126.7756 | 301.3835 | 80.7817 | 905.8901 | 80.7817 | 858.5244 | 80.7817 | 254.0178 | 80.7817 | 750.3749 | 44.4387
|  | 5220 | 8 | 132 | 12 | 218 | 6 | 1 | 32 | 30.09 | 2.87 | 246 | 99229 | 13.471 | 55.5802 | 28.1176 | 0.2 | 130.636 | 130.636 | 389.9897 | 130.636 | 616.0026 | 130.636 | 130.636 | 130.636 | 299.7714 | 75.0879 | 826.3682 | 75.0879 | 986.1834 | 75.0879 | 459.5866 | 75.0879 | 837.9649 | 34.8479
|  | 5221 | 8 | 133 | 13 | 218 | 6 | 1 | 32 | 31.18 | 3.13 | 265 | 99199 | 12.98 | 58.19 | 2.1001 | 0.2 | 135.4573 | 135.4573 | 154.4009 | 135.4573 | 652.0584 | 135.4573 | 135.4573 | 135.4573 | 301.6874 | 77.6582 | 680.3748 | 77.6582 | 1032.2718 | 77.6582 | 653.5845 | 77.6582 | 869.1827 | 35.7564
|  | 5222 | 8 | 134 | 14 | 218 | 6 | 1 | 32 | 31.01 | 3.37 | 273 | 99199 | 12.296 | 56.2565 | -24.3557 | 0.2 | 132.3912 | 132.3912 | 132.3912 | 132.3912 | 632.3938 | 132.3912 | 358.7367 | 132.3912 | 302.7948 | 75.3835 | 496.2995 | 75.3835 | 1009.9052 | 75.3835 | 816.4005 | 75.3835 | 856.0672 | 34.4565
|  | 5223 | 8 | 135 | 15 | 218 | 6 | 1 | 32 | 30.84 | 3.6 | 280 | 99199 | 11.622 | 50.4761 | -46.5305 | 0.2 | 131.1127 | 131.1127 | 131.1127 | 131.1127 | 551.9276 | 131.1127 | 575.0329 | 131.1127 | 309.2698 | 82.5864 | 292.932 | 82.5864 | 904.392 | 82.5864 | 920.7299 | 82.5864 | 786.2829 | 44.8892
|  | 5224 | 8 | 136 | 16 | 218 | 6 | 1 | 32 | 30.68 | 3.83 | 288 | 99199 | 10.971 | 42.3285 | -63.7703 | 0.2 | 129.499 | 129.499 | 129.499 | 129.499 | 422.6378 | 129.499 | 724.4571 | 129.499 | 318.1273 | 98.2316 | 104.7088 | 98.2316 | 732.6882 | 98.2316 | 946.1067 | 98.2316 | 673.2131 | 69.0948
|  | 5225 | 8 | 137 | 17 | 218 | 6 | 1 | 32 | 29.38 | 3.41 | 290 | 99212 | 11.249 | 32.9751 | -77.5832 | 0.2 | 132.6942 | 132.6942 | 132.6942 | 132.6942 | 256.5408 | 132.6942 | 695.1959 | 132.6942 | 309.6093 | 132.9459 | 132.9459 | 132.9459 | 484.7548 | 132.9459 | 794.9308 | 132.9459 | 492.7401 | 119.0537
|  | 5226 | 8 | 138 | 18 | 218 | 6 | 1 | 32 | 28.08 | 2.99 | 293 | 99225 | 11.418 | 23.1313 | -89.4577 | 0.2 | 21.3184 | 21.3184 | 21.3184 | 21.3184 | 21.3184 | 21.3184 | 21.3184 | 21.3184 | 33.8761 | 33.8761 | 33.8761 | 33.8761 | 33.8761 | 33.8761 | 33.8761 | 33.8761 | 41 | 41
|  | 5227 | 8 | 139 | 19 | 218 | 6 | 1 | 32 | 26.78 | 2.57 | 295 | 99238 | 11.496 | 13.2615 | -100.4529 | 0.2 | 14.4796 | 14.4796 | 14.4796 | 14.4796 | 14.4796 | 14.4796 | 14.4796 | 14.4796 | 23.0788 | 23.0788 | 23.0788 | 23.0788 | 23.0788 | 23.0788 | 23.0788 | 23.0788 | 28 | 28
|  | 5228 | 8 | 140 | 20 | 218 | 6 | 1 | 32 | 25.38 | 2.34 | 291 | 99291 | 11.907 | 3.7315 | -111.324 | 0.2 | 41.424 | 17.1557 | 17.1557 | 17.1557 | 17.1557 | 17.1557 | 79.3237 | 17.1557 | 44.9362 | 24.6983 | 24.6983 | 24.6983 | 24.6983 | 24.6983 | 71.7354 | 24.6983 | 32.2671 | 27.9146
|  | 5229 | 8 | 141 | 21 | 218 | 6 | 1 | 32 | 23.99 | 2.12 | 287 | 99343 | 12.175 | 0 | -122.655 | 0.2 | 0 | 0 | 0 | 0 | 0 | 0 | 0 | 0 | 0 | 0 | 0 | 0 | 0 | 0 | 0 | 0 | 0 | 0
|  | 5230 | 8 | 142 | 22 | 218 | 6 | 1 | 32 | 22.59 | 1.9 | 283 | 99396 | 12.303 | 0 | -134.9138 | 0.2 | 0 | 0 | 0 | 0 | 0 | 0 | 0 | 0 | 0 | 0 | 0 | 0 | 0 | 0 | 0 | 0 | 0 | 0
|  | 5231 | 8 | 143 | 23 | 218 | 6 | 1 | 32 | 21.88 | 1.83 | 282 | 99409 | 12.711 | 0 | -148.4114 | 0.2 | 0 | 0 | 0 | 0 | 0 | 0 | 0 | 0 | 0 | 0 | 0 | 0 | 0 | 0 | 0 | 0 | 0 | 0
|  | 5232 | 8 | 144 | 24 | 218 | 6 | 1 | 32 | 21.17 | 1.76 | 280 | 99422 | 13.059 | 0 | -163.1703 | 0.2 | 0 | 0 | 0 | 0 | 0 | 0 | 0 | 0 | 0 | 0 | 0 | 0 | 0 | 0 | 0 | 0 | 0 | 0
|  | 5233 | 8 | 145 | 1 | 219 | 7 | 2 | 32 | 20.46 | 1.68 | 278 | 99435 | 13.351 | 0 | -178.8119 | 0.2 | 0 | 0 | 0 | 0 | 0 | 0 | 0 | 0 | 0 | 0 | 0 | 0 | 0 | 0 | 0 | 0 | 0 | 0
|  | 5234 | 8 | 146 | 2 | 219 | 7 | 2 | 32 | 20.08 | 1.59 | 287 | 99468 | 13.34 | 0 | 165.4524 | 0.2 | 0 | 0 | 0 | 0 | 0 | 0 | 0 | 0 | 0 | 0 | 0 | 0 | 0 | 0 | 0 | 0 | 0 | 0
|  | 5235 | 8 | 147 | 3 | 219 | 7 | 2 | 32 | 19.69 | 1.5 | 296 | 99501 | 13.31 | 0 | 150.4783 | 0.2 | 0 | 0 | 0 | 0 | 0 | 0 | 0 | 0 | 0 | 0 | 0 | 0 | 0 | 0 | 0 | 0 | 0 | 0
|  | 5236 | 8 | 148 | 4 | 219 | 7 | 2 | 32 | 19.31 | 1.41 | 305 | 99533 | 13.283 | 0 | 136.7461 | 0.2 | 0 | 0 | 0 | 0 | 0 | 0 | 0 | 0 | 0 | 0 | 0 | 0 | 0 | 0 | 0 | 0 | 0 | 0
|  | 5237 | 8 | 149 | 5 | 219 | 7 | 2 | 32 | 19.37 | 1.66 | 318 | 99533 | 13.459 | 0 | 124.2898 | 0.2 | 0 | 0 | 0 | 0 | 0 | 0 | 0 | 0 | 0 | 0 | 0 | 0 | 0 | 0 | 0 | 0 | 0 | 0
|  | 5238 | 8 | 150 | 6 | 219 | 7 | 2 | 32 | 19.43 | 1.91 | 331 | 99533 | 13.639 | 2.1209 | 112.8276 | 0.2 | 0 | 0 | 0 | 0 | 0 | 0 | 0 | 0 | 0 | 0 | 0 | 0 | 0 | 0 | 0 | 0 | 0 | 0
|  | 5239 | 8 | 151 | 7 | 219 | 7 | 2 | 32 | 19.49 | 2.17 | 345 | 99533 | 13.818 | 11.5781 | 101.9064 | 0.2 | 4.6108 | 4.6108 | 4.6108 | 4.6108 | 4.6108 | 4.6108 | 4.6108 | 4.6108 | 7.3875 | 7.3875 | 7.3875 | 7.3875 | 7.3875 | 7.3875 | 7.3875 | 7.3875 | 9 | 9
|  | 5240 | 8 | 152 | 8 | 219 | 7 | 2 | 32 | 19.61 | 2.29 | 352 | 99543 | 14.023 | 21.4227 | 90.9588 | 0.2 | 11.8926 | 11.8926 | 11.8926 | 11.8926 | 11.8926 | 11.8926 | 11.8926 | 11.8926 | 18.9566 | 18.9566 | 18.9566 | 18.9566 | 18.9566 | 18.9566 | 18.9566 | 18.9566 | 23 | 23
|  | 5241 | 8 | 153 | 9 | 219 | 7 | 2 | 32 | 19.74 | 2.42 | 359 | 99553 | 14.24 | 31.2935 | 79.2622 | 0.2 | 26.1328 | 26.1328 | 26.1328 | 26.1328 | 26.1328 | 26.1328 | 26.1328 | 26.1328 | 41.4076 | 41.4076 | 41.4076 | 41.4076 | 41.4076 | 41.4076 | 41.4076 | 41.4076 | 50 | 50
|  | 5242 | 8 | 154 | 10 | 219 | 7 | 2 | 32 | 19.86 | 2.55 | 6 | 99563 | 14.45 | 40.7476 | 65.8182 | 0.2 | 35.8165 | 35.8165 | 35.8165 | 35.8165 | 35.8165 | 35.8165 | 35.8165 | 35.8165 | 56.5095 | 56.5095 | 56.5095 | 56.5095 | 56.5095 | 56.5095 | 56.5095 | 56.5095 | 68 | 68
|  | 5243 | 8 | 155 | 11 | 219 | 7 | 2 | 32 | 19.59 | 2.52 | 353 | 99550 | 14.206 | 49.1194 | 49.218 | 0.2 | 42.9371 | 42.9371 | 42.9371 | 42.9371 | 42.9371 | 42.9371 | 42.9371 | 42.9371 | 67.506 | 67.506 | 67.506 | 67.506 | 67.506 | 67.506 | 67.506 | 67.506 | 81 | 81
|  | 5244 | 8 | 156 | 12 | 219 | 7 | 2 | 32 | 19.31 | 2.5 | 340 | 99537 | 13.956 | 55.3281 | 27.908 | 0.2 | 61.0118 | 61.0118 | 61.6382 | 61.0118 | 62.1944 | 61.0118 | 61.0118 | 61.0118 | 95.9014 | 95.3696 | 97.1806 | 95.3696 | 97.5739 | 95.3696 | 96.2947 | 95.3696 | 116 | 114.0653
|  | 5245 | 8 | 157 | 13 | 219 | 7 | 2 | 32 | 19.04 | 2.47 | 327 | 99523 | 13.72 | 57.9138 | 2.0291 | 0.2 | 62.0506 | 62.0506 | 62.0996 | 62.0506 | 63.4328 | 62.0506 | 62.0506 | 62.0506 | 97.4682 | 96.8857 | 98.4802 | 96.8857 | 99.4229 | 96.8857 | 98.4109 | 96.8857 | 118 | 115.794
|  | 5246 | 8 | 158 | 14 | 219 | 7 | 2 | 32 | 19.36 | 2.57 | 324 | 99573 | 13.404 | 55.9822 | -24.2673 | 0.2 | 121.1777 | 121.1777 | 121.1777 | 121.1777 | 133.6767 | 121.1777 | 126.8126 | 121.1777 | 192.0305 | 186.5052 | 196.8841 | 186.5052 | 209.7066 | 186.5052 | 204.853 | 186.5052 | 242 | 221.6872
|  | 5247 | 8 | 159 | 15 | 219 | 7 | 2 | 32 | 19.67 | 2.67 | 322 | 99622 | 13.062 | 50.2209 | -46.355 | 0.2 | 103.2352 | 103.2352 | 103.2352 | 103.2352 | 110.9728 | 103.2352 | 111.3477 | 103.2352 | 163.8658 | 159.8154 | 163.6007 | 159.8154 | 174.8085 | 159.8154 | 175.0736 | 159.8154 | 204 | 190.5342
|  | 5248 | 8 | 160 | 16 | 219 | 7 | 2 | 32 | 19.99 | 2.77 | 319 | 99671 | 12.71 | 42.092 | -63.5714 | 0.2 | 161.3694 | 161.3694 | 161.3694 | 161.3694 | 263.1541 | 161.3694 | 366.157 | 161.3694 | 284.9249 | 210.8257 | 212.0909 | 210.8257 | 428.8702 | 210.8257 | 501.7043 | 210.8257 | 436.1492 | 229.5724
|  | 5249 | 8 | 161 | 17 | 219 | 7 | 2 | 32 | 19.63 | 2.69 | 319 | 99664 | 12.518 | 32.7498 | -77.388 | 0.2 | 65.7408 | 65.7408 | 65.7408 | 65.7408 | 67.235 | 65.7408 | 72.4188 | 65.7408 | 105.0389 | 102.983 | 102.983 | 102.983 | 107.152 | 102.983 | 110.8175 | 102.983 | 128 | 123.5984
|  | 5250 | 8 | 162 | 18 | 219 | 7 | 2 | 32 | 19.28 | 2.61 | 320 | 99658 | 12.337 | 22.9097 | -89.274 | 0.2 | 84.074 | 84.074 | 84.074 | 84.074 | 85.2893 | 84.074 | 179.9925 | 84.074 | 150.8363 | 123.0296 | 123.0296 | 123.0296 | 152.5551 | 123.0296 | 219.5204 | 123.0296 | 182.8483 | 142.3083
|  | 5251 | 8 | 163 | 19 | 219 | 7 | 2 | 32 | 18.92 | 2.52 | 320 | 99651 | 12.148 | 13.0373 | -100.2829 | 0.2 | 103.3294 | 62.7029 | 62.7029 | 62.7029 | 62.7029 | 62.7029 | 286.6366 | 62.7029 | 149.3078 | 83.3165 | 83.3165 | 83.3165 | 91.8533 | 83.3165 | 278.9256 | 83.3165 | 142.4587 | 89.7594
|  | 5252 | 8 | 164 | 20 | 219 | 7 | 2 | 32 | 18.34 | 2.44 | 318 | 99651 | 12.025 | 3.4997 | -111.1689 | 0.2 | 72.3247 | 22.5929 | 22.5929 | 22.5929 | 22.5929 | 22.5929 | 151.0158 | 22.5929 | 71.963 | 30.8418 | 30.8418 | 30.8418 | 30.8418 | 30.8418 | 127.606 | 30.8418 | 41.7808 | 33.3584
|  | 5253 | 8 | 165 | 21 | 219 | 7 | 2 | 32 | 17.76 | 2.36 | 316 | 99651 | 11.893 | 0 | -122.5183 | 0.2 | 0 | 0 | 0 | 0 | 0 | 0 | 0 | 0 | 0 | 0 | 0 | 0 | 0 | 0 | 0 | 0 | 0 | 0
|  | 5254 | 8 | 166 | 22 | 219 | 7 | 2 | 32 | 17.18 | 2.28 | 314 | 99651 | 11.753 | 0 | -134.8021 | 0.2 | 0 | 0 | 0 | 0 | 0 | 0 | 0 | 0 | 0 | 0 | 0 | 0 | 0 | 0 | 0 | 0 | 0 | 0
|  | 5255 | 8 | 167 | 23 | 219 | 7 | 2 | 32 | 17.06 | 2.32 | 313 | 99622 | 11.754 | 0 | -148.3356 | 0.2 | 0 | 0 | 0 | 0 | 0 | 0 | 0 | 0 | 0 | 0 | 0 | 0 | 0 | 0 | 0 | 0 | 0 | 0
|  | 5256 | 8 | 168 | 24 | 219 | 7 | 2 | 32 | 16.93 | 2.37 | 311 | 99592 | 11.748 | 0 | -163.1428 | 0.2 | 0 | 0 | 0 | 0 | 0 | 0 | 0 | 0 | 0 | 0 | 0 | 0 | 0 | 0 | 0 | 0 | 0 | 0
|  | 5257 | 8 | 169 | 1 | 220 | 8 | 3 | 32 | 16.8 | 2.41 | 310 | 99563 | 11.74 | 0 | -178.8436 | 0.2 | 0 | 0 | 0 | 0 | 0 | 0 | 0 | 0 | 0 | 0 | 0 | 0 | 0 | 0 | 0 | 0 | 0 | 0
|  | 5258 | 8 | 170 | 2 | 220 | 8 | 3 | 32 | 16.55 | 2.62 | 304 | 99560 | 11.564 | 0 | 165.3637 | 0.2 | 0 | 0 | 0 | 0 | 0 | 0 | 0 | 0 | 0 | 0 | 0 | 0 | 0 | 0 | 0 | 0 | 0 | 0
|  | 5259 | 8 | 171 | 3 | 220 | 8 | 3 | 32 | 16.29 | 2.83 | 298 | 99556 | 11.382 | 0 | 150.3435 | 0.2 | 0 | 0 | 0 | 0 | 0 | 0 | 0 | 0 | 0 | 0 | 0 | 0 | 0 | 0 | 0 | 0 | 0 | 0
|  | 5260 | 8 | 172 | 4 | 220 | 8 | 3 | 32 | 16.04 | 3.03 | 292 | 99553 | 11.211 | 0 | 136.579 | 0.2 | 0 | 0 | 0 | 0 | 0 | 0 | 0 | 0 | 0 | 0 | 0 | 0 | 0 | 0 | 0 | 0 | 0 | 0
|  | 5261 | 8 | 173 | 5 | 220 | 8 | 3 | 32 | 16.1 | 3.1 | 290 | 99550 | 11.264 | 0 | 124.1012 | 0.2 | 0 | 0 | 0 | 0 | 0 | 0 | 0 | 0 | 0 | 0 | 0 | 0 | 0 | 0 | 0 | 0 | 0 | 0
|  | 5262 | 8 | 174 | 6 | 220 | 8 | 3 | 32 | 16.17 | 3.17 | 288 | 99546 | 11.325 | 1.9245 | 112.6232 | 0.2 | 0 | 0 | 0 | 0 | 0 | 0 | 0 | 0 | 0 | 0 | 0 | 0 | 0 | 0 | 0 | 0 | 0 | 0
|  | 5263 | 8 | 175 | 7 | 220 | 8 | 3 | 32 | 16.23 | 3.24 | 286 | 99543 | 11.378 | 11.3925 | 101.688 | 0.2 | 4.096 | 4.096 | 4.096 | 4.096 | 4.096 | 4.096 | 4.096 | 4.096 | 6.565 | 6.565 | 6.565 | 6.565 | 6.565 | 6.565 | 6.565 | 6.565 | 8 | 8
|  | 5264 | 8 | 176 | 8 | 220 | 8 | 3 | 32 | 16.27 | 3.2 | 285 | 99550 | 11.39 | 21.2414 | 90.7251 | 0.2 | 18.6826 | 18.6826 | 18.6826 | 18.6826 | 18.6826 | 18.6826 | 18.6826 | 18.6826 | 29.7194 | 29.7194 | 29.7194 | 29.7194 | 29.7194 | 29.7194 | 29.7194 | 29.7194 | 36 | 36
|  | 5265 | 8 | 177 | 9 | 220 | 8 | 3 | 32 | 16.32 | 3.15 | 284 | 99556 | 11.411 | 31.1086 | 79.0112 | 0.2 | 19.8116 | 19.8116 | 19.8116 | 19.8116 | 19.8116 | 19.8116 | 19.8116 | 19.8116 | 31.4349 | 31.4349 | 31.4349 | 31.4349 | 31.4349 | 31.4349 | 31.4349 | 31.4349 | 38 | 38
|  | 5266 | 8 | 178 | 10 | 220 | 8 | 3 | 32 | 16.36 | 3.1 | 283 | 99563 | 11.423 | 40.5491 | 65.5517 | 0.2 | 39.0096 | 39.0096 | 39.0096 | 39.0096 | 39.0096 | 39.0096 | 39.0096 | 39.0096 | 61.5188 | 61.5188 | 61.5188 | 61.5188 | 61.5188 | 61.5188 | 61.5188 | 61.5188 | 74 | 74
|  | 5267 | 8 | 179 | 11 | 220 | 8 | 3 | 32 | 16.66 | 3.01 | 288 | 99553 | 11.48 | 48.8962 | 48.9519 | 0.2 | 52.3304 | 52.3304 | 52.6846 | 52.3304 | 52.6389 | 52.3304 | 52.3304 | 52.3304 | 82.2959 | 82.1333 | 82.7644 | 82.1333 | 82.7321 | 82.1333 | 82.2635 | 82.1333 | 99 | 98.4617
|  | 5268 | 8 | 180 | 12 | 220 | 8 | 3 | 32 | 16.97 | 2.92 | 293 | 99543 | 11.543 | 55.0722 | 27.6952 | 0.2 | 40.9377 | 40.9377 | 40.9377 | 40.9377 | 40.9377 | 40.9377 | 40.9377 | 40.9377 | 64.2579 | 64.2579 | 64.2579 | 64.2579 | 64.2579 | 64.2579 | 64.2579 | 64.2579 | 77 | 77
|  | 5269 | 8 | 181 | 13 | 220 | 8 | 3 | 32 | 17.27 | 2.83 | 298 | 99533 | 11.595 | 57.6333 | 1.9551 | 0.2 | 67.5528 | 67.5528 | 67.6206 | 67.5528 | 69.5386 | 67.5528 | 67.5528 | 67.5528 | 106.1689 | 105.3563 | 107.6209 | 105.3563 | 108.9771 | 105.3563 | 107.525 | 105.3563 | 129 | 125.8652
|  | 5270 | 8 | 182 | 14 | 220 | 8 | 3 | 32 | 17.65 | 2.98 | 312 | 99540 | 11.243 | 55.703 | -24.1813 | 0.2 | 63.5263 | 63.5263 | 63.5263 | 63.5263 | 64.9908 | 63.5263 | 64.1839 | 63.5263 | 99.8598 | 99.2311 | 100.4304 | 99.2311 | 101.9309 | 99.2311 | 101.3604 | 99.2311 | 121 | 118.6463
|  | 5271 | 8 | 183 | 15 | 220 | 8 | 3 | 32 | 18.03 | 3.13 | 326 | 99546 | 10.868 | 49.9606 | -46.1806 | 0.2 | 65.8852 | 65.8852 | 65.8852 | 65.8852 | 67.4409 | 65.8852 | 67.5064 | 65.8852 | 103.8226 | 103.0319 | 103.7763 | 103.0319 | 106.0226 | 103.0319 | 106.0689 | 103.0319 | 126 | 123.3261
|  | 5272 | 8 | 184 | 16 | 220 | 8 | 3 | 32 | 18.42 | 3.28 | 340 | 99553 | 10.474 | 41.8503 | -63.3725 | 0.2 | 79.4992 | 79.4992 | 79.4992 | 79.4992 | 82.7806 | 79.4992 | 86.0441 | 79.4992 | 126.332 | 124.0153 | 124.0244 | 124.0153 | 130.9725 | 124.0153 | 133.2802 | 124.0153 | 155 | 148.4424
|  | 5273 | 8 | 185 | 17 | 220 | 8 | 3 | 32 | 17.61 | 3.62 | 345 | 99550 | 10.092 | 32.5196 | -77.1919 | 0.2 | 50.2376 | 50.2376 | 50.2376 | 50.2376 | 50.522 | 50.2376 | 51.4885 | 50.2376 | 79.5152 | 79.138 | 79.138 | 79.138 | 79.9174 | 79.138 | 80.6008 | 79.138 | 96 | 95.1821
|  | 5274 | 8 | 186 | 18 | 220 | 8 | 3 | 32 | 16.8 | 3.96 | 351 | 99546 | 9.719 | 22.6833 | -89.0893 | 0.2 | 52.5426 | 52.5426 | 52.5426 | 52.5426 | 52.6871 | 52.5426 | 61.6333 | 52.5426 | 85.0717 | 82.4868 | 82.4868 | 82.4868 | 85.276 | 82.4868 | 91.6019 | 82.4868 | 103 | 99.1999
|  | 5275 | 8 | 187 | 19 | 220 | 8 | 3 | 32 | 15.99 | 4.3 | 356 | 99543 | 9.356 | 12.8084 | -100.1116 | 0.2 | 16.0552 | 16.0552 | 16.0552 | 16.0552 | 16.0552 | 16.0552 | 16.0552 | 16.0552 | 25.5687 | 25.5687 | 25.5687 | 25.5687 | 25.5687 | 25.5687 | 25.5687 | 25.5687 | 31 | 31
|  | 5276 | 8 | 188 | 20 | 220 | 8 | 3 | 32 | 15.71 | 4.48 | 354 | 99560 | 9.466 | 3.2632 | -111.0126 | 0.2 | 3.0681 | 3.0681 | 3.0681 | 3.0681 | 3.0681 | 3.0681 | 3.0681 | 3.0681 | 4.9209 | 4.9209 | 4.9209 | 4.9209 | 4.9209 | 4.9209 | 4.9209 | 4.9209 | 6 | 6
|  | 5277 | 8 | 189 | 21 | 220 | 8 | 3 | 32 | 15.43 | 4.66 | 351 | 99576 | 9.569 | 0 | -122.3805 | 0.2 | 0 | 0 | 0 | 0 | 0 | 0 | 0 | 0 | 0 | 0 | 0 | 0 | 0 | 0 | 0 | 0 | 0 | 0
|  | 5278 | 8 | 190 | 22 | 220 | 8 | 3 | 32 | 15.15 | 4.84 | 349 | 99592 | 9.665 | 0 | -134.6898 | 0.2 | 0 | 0 | 0 | 0 | 0 | 0 | 0 | 0 | 0 | 0 | 0 | 0 | 0 | 0 | 0 | 0 | 0 | 0
|  | 5279 | 8 | 191 | 23 | 220 | 8 | 3 | 32 | 15.15 | 4.98 | 346 | 99553 | 9.921 | 0 | -148.2598 | 0.2 | 0 | 0 | 0 | 0 | 0 | 0 | 0 | 0 | 0 | 0 | 0 | 0 | 0 | 0 | 0 | 0 | 0 | 0
|  | 5280 | 8 | 192 | 24 | 220 | 8 | 3 | 32 | 15.15 | 5.12 | 343 | 99514 | 10.178 | 0 | -163.1163 | 0.2 | 0 | 0 | 0 | 0 | 0 | 0 | 0 | 0 | 0 | 0 | 0 | 0 | 0 | 0 | 0 | 0 | 0 | 0
|  | 5281 | 8 | 193 | 1 | 221 | 9 | 4 | 32 | 15.15 | 5.26 | 340 | 99474 | 10.435 | 0 | -178.8776 | 0.2 | 0 | 0 | 0 | 0 | 0 | 0 | 0 | 0 | 0 | 0 | 0 | 0 | 0 | 0 | 0 | 0 | 0 | 0
|  | 5282 | 8 | 194 | 2 | 221 | 9 | 4 | 32 | 14.84 | 4.69 | 318 | 99481 | 10.328 | 0 | 165.2717 | 0.2 | 0 | 0 | 0 | 0 | 0 | 0 | 0 | 0 | 0 | 0 | 0 | 0 | 0 | 0 | 0 | 0 | 0 | 0
|  | 5283 | 8 | 195 | 3 | 221 | 9 | 4 | 32 | 14.52 | 4.12 | 296 | 99487 | 10.213 | 0 | 150.2046 | 0.2 | 0 | 0 | 0 | 0 | 0 | 0 | 0 | 0 | 0 | 0 | 0 | 0 | 0 | 0 | 0 | 0 | 0 | 0
|  | 5284 | 8 | 196 | 4 | 221 | 9 | 4 | 32 | 14.21 | 3.56 | 274 | 99494 | 10.105 | 0 | 136.4076 | 0.2 | 0 | 0 | 0 | 0 | 0 | 0 | 0 | 0 | 0 | 0 | 0 | 0 | 0 | 0 | 0 | 0 | 0 | 0
|  | 5285 | 8 | 197 | 5 | 221 | 9 | 4 | 32 | 14.18 | 3.59 | 270 | 99491 | 10.094 | 0 | 123.9082 | 0.2 | 0 | 0 | 0 | 0 | 0 | 0 | 0 | 0 | 0 | 0 | 0 | 0 | 0 | 0 | 0 | 0 | 0 | 0
|  | 5286 | 8 | 198 | 6 | 221 | 9 | 4 | 32 | 14.16 | 3.62 | 267 | 99487 | 10.091 | 1.726 | 112.4146 | 0.2 | 0 | 0 | 0 | 0 | 0 | 0 | 0 | 0 | 0 | 0 | 0 | 0 | 0 | 0 | 0 | 0 | 0 | 0
|  | 5287 | 8 | 199 | 7 | 221 | 9 | 4 | 32 | 14.13 | 3.66 | 264 | 99484 | 10.081 | 11.2048 | 101.4653 | 0.2 | 4.0957 | 4.0957 | 4.0957 | 4.0957 | 4.0957 | 4.0957 | 4.0957 | 4.0957 | 6.5647 | 6.5647 | 6.5647 | 6.5647 | 6.5647 | 6.5647 | 6.5647 | 6.5647 | 8 | 8
|  | 5288 | 8 | 200 | 8 | 221 | 9 | 4 | 32 | 13.9 | 3.78 | 262 | 99497 | 9.933 | 21.0579 | 90.4872 | 0.2 | 11.3703 | 11.3703 | 11.3703 | 11.3703 | 11.3703 | 11.3703 | 11.3703 | 11.3703 | 18.1287 | 18.1287 | 18.1287 | 18.1287 | 18.1287 | 18.1287 | 18.1287 | 18.1287 | 22 | 22
|  | 5289 | 8 | 201 | 9 | 221 | 9 | 4 | 32 | 13.67 | 3.91 | 259 | 99510 | 9.788 | 30.9212 | 78.7562 | 0.2 | 19.8096 | 19.8096 | 19.8096 | 19.8096 | 19.8096 | 19.8096 | 19.8096 | 19.8096 | 31.4335 | 31.4335 | 31.4335 | 31.4335 | 31.4335 | 31.4335 | 31.4335 | 31.4335 | 38 | 38
|  | 5290 | 8 | 202 | 10 | 221 | 9 | 4 | 32 | 13.44 | 4.04 | 257 | 99523 | 9.644 | 40.348 | 65.281 | 0.2 | 45.4168 | 45.4168 | 45.4168 | 45.4168 | 45.4168 | 45.4168 | 45.4168 | 45.4168 | 71.5523 | 71.5523 | 71.5523 | 71.5523 | 71.5523 | 71.5523 | 71.5523 | 71.5523 | 86 | 86
|  | 5291 | 8 | 203 | 11 | 221 | 9 | 4 | 32 | 13.25 | 4.19 | 255 | 99520 | 9.511 | 48.6697 | 48.6822 | 0.2 | 69.7876 | 69.7876 | 72.0811 | 69.7876 | 71.8038 | 69.7876 | 69.7876 | 69.7876 | 110.0904 | 109.0608 | 113.1377 | 109.0608 | 112.9416 | 109.0608 | 109.8942 | 109.0608 | 134 | 130.5278
|  | 5292 | 8 | 204 | 12 | 221 | 9 | 4 | 32 | 13.05 | 4.34 | 252 | 99517 | 9.375 | 54.8123 | 27.4794 | 0.2 | 78.8249 | 78.8249 | 80.5992 | 78.8249 | 82.2364 | 78.8249 | 78.8249 | 78.8249 | 124.1587 | 122.7147 | 127.8257 | 122.7147 | 128.9834 | 122.7147 | 125.3164 | 122.7147 | 152 | 146.5463
|  | 5293 | 8 | 205 | 13 | 221 | 9 | 4 | 32 | 12.86 | 4.48 | 249 | 99514 | 9.245 | 57.3483 | 1.8785 | 0.2 | 51.4063 | 51.4063 | 51.4214 | 51.4063 | 51.8682 | 51.4063 | 51.4063 | 51.4063 | 80.6546 | 80.4713 | 80.9919 | 80.4713 | 81.3078 | 80.4713 | 80.9705 | 80.4713 | 97 | 96.2789
|  | 5294 | 8 | 206 | 14 | 221 | 9 | 4 | 32 | 12.91 | 4.43 | 245 | 99520 | 9.267 | 55.419 | -24.0978 | 0.2 | 45.2417 | 45.2417 | 45.2417 | 45.2417 | 45.2457 | 45.2417 | 45.2435 | 45.2417 | 70.9684 | 70.9668 | 70.97 | 70.9668 | 70.974 | 70.9668 | 70.9725 | 70.9668 | 85 | 84.9938
|  | 5295 | 8 | 207 | 15 | 221 | 9 | 4 | 32 | 12.96 | 4.38 | 241 | 99527 | 9.288 | 49.6952 | -46.0075 | 0.2 | 81.9873 | 81.9873 | 81.9873 | 81.9873 | 85.7587 | 81.9873 | 85.8937 | 81.9873 | 129.5469 | 127.6871 | 129.4514 | 127.6871 | 134.8803 | 127.6871 | 134.9758 | 127.6871 | 159 | 152.5985
|  | 5296 | 8 | 208 | 16 | 221 | 9 | 4 | 32 | 13.01 | 4.33 | 237 | 99533 | 9.31 | 41.6036 | -63.1736 | 0.2 | 87.9278 | 87.9278 | 87.9278 | 87.9278 | 92.7149 | 87.9278 | 97.3938 | 87.9278 | 140.0743 | 136.799 | 136.799 | 136.799 | 146.8442 | 136.799 | 150.1527 | 136.799 | 173 | 163.581
|  | 5297 | 8 | 209 | 17 | 221 | 9 | 4 | 32 | 12.91 | 4.21 | 235 | 99546 | 9.238 | 32.2844 | -76.9952 | 0.2 | 67.5774 | 67.5774 | 67.5774 | 67.5774 | 69.385 | 67.5774 | 75.4042 | 67.5774 | 108.0897 | 105.7792 | 105.7792 | 105.7792 | 110.6461 | 105.7792 | 114.9023 | 105.7792 | 132 | 126.9249
|  | 5298 | 8 | 210 | 18 | 221 | 9 | 4 | 32 | 12.81 | 4.08 | 234 | 99560 | 9.165 | 22.4522 | -88.9034 | 0.2 | 101.4067 | 101.4067 | 101.4067 | 101.4067 | 106.2345 | 101.4067 | 353.6252 | 101.4067 | 202.183 | 131.8845 | 131.8845 | 131.8845 | 209.0105 | 131.8845 | 383.9422 | 131.8845 | 244.8906 | 140.6457
|  | 5299 | 8 | 211 | 19 | 221 | 9 | 4 | 32 | 12.71 | 3.96 | 232 | 99573 | 9.094 | 12.5748 | -99.939 | 0.2 | 79.7737 | 53.9495 | 53.9495 | 53.9495 | 53.9495 | 53.9495 | 201.3226 | 53.9495 | 117.6325 | 75.7725 | 75.7725 | 75.7725 | 81.1116 | 75.7725 | 203.5805 | 75.7725 | 118.4351 | 85.0603
|  | 5300 | 8 | 212 | 20 | 221 | 9 | 4 | 32 | 12.68 | 3.81 | 232 | 99589 | 9.054 | 3.022 | -110.8551 | 0.2 | 57.7732 | 23.989 | 23.989 | 23.989 | 23.989 | 23.989 | 112.6695 | 23.989 | 61.6129 | 34.1813 | 34.1813 | 34.1813 | 34.1813 | 34.1813 | 100.4304 | 34.1813 | 43.01 | 38
|  | 5301 | 8 | 213 | 21 | 221 | 9 | 4 | 32 | 12.65 | 3.66 | 232 | 99605 | 9.016 | 0 | -122.2417 | 0.2 | 0 | 0 | 0 | 0 | 0 | 0 | 0 | 0 | 0 | 0 | 0 | 0 | 0 | 0 | 0 | 0 | 0 | 0
|  | 5302 | 8 | 214 | 22 | 221 | 9 | 4 | 32 | 12.61 | 3.5 | 231 | 99622 | 8.971 | 0 | -134.5769 | 0.2 | 0 | 0 | 0 | 0 | 0 | 0 | 0 | 0 | 0 | 0 | 0 | 0 | 0 | 0 | 0 | 0 | 0 | 0
|  | 5303 | 8 | 215 | 23 | 221 | 9 | 4 | 32 | 12.83 | 3.61 | 231 | 99599 | 9.096 | 0 | -148.184 | 0.2 | 0 | 0 | 0 | 0 | 0 | 0 | 0 | 0 | 0 | 0 | 0 | 0 | 0 | 0 | 0 | 0 | 0 | 0
|  | 5304 | 8 | 216 | 24 | 221 | 9 | 4 | 32 | 13.04 | 3.71 | 231 | 99576 | 9.217 | 0 | -163.0909 | 0.2 | 0 | 0 | 0 | 0 | 0 | 0 | 0 | 0 | 0 | 0 | 0 | 0 | 0 | 0 | 0 | 0 | 0 | 0
|  | 5305 | 8 | 217 | 1 | 222 | 10 | 5 | 32 | 13.25 | 3.82 | 230 | 99553 | 9.34 | 0 | -178.9138 | 0.2 | 0 | 0 | 0 | 0 | 0 | 0 | 0 | 0 | 0 | 0 | 0 | 0 | 0 | 0 | 0 | 0 | 0 | 0
|  | 5306 | 8 | 218 | 2 | 222 | 10 | 5 | 32 | 13 | 3.62 | 228 | 99556 | 9.138 | 0 | 165.1764 | 0.2 | 0 | 0 | 0 | 0 | 0 | 0 | 0 | 0 | 0 | 0 | 0 | 0 | 0 | 0 | 0 | 0 | 0 | 0
|  | 5307 | 8 | 219 | 3 | 222 | 10 | 5 | 32 | 12.74 | 3.43 | 226 | 99560 | 8.934 | 0 | 150.0618 | 0.2 | 0 | 0 | 0 | 0 | 0 | 0 | 0 | 0 | 0 | 0 | 0 | 0 | 0 | 0 | 0 | 0 | 0 | 0
|  | 5308 | 8 | 220 | 4 | 222 | 10 | 5 | 32 | 12.49 | 3.23 | 224 | 99563 | 8.741 | 0 | 136.2319 | 0.2 | 0 | 0 | 0 | 0 | 0 | 0 | 0 | 0 | 0 | 0 | 0 | 0 | 0 | 0 | 0 | 0 | 0 | 0
|  | 5309 | 8 | 221 | 5 | 222 | 10 | 5 | 32 | 12.89 | 3.21 | 225 | 99563 | 8.899 | 0 | 123.7111 | 0.2 | 0 | 0 | 0 | 0 | 0 | 0 | 0 | 0 | 0 | 0 | 0 | 0 | 0 | 0 | 0 | 0 | 0 | 0
|  | 5310 | 8 | 222 | 6 | 222 | 10 | 5 | 32 | 13.29 | 3.2 | 225 | 99563 | 9.06 | 1.5253 | 112.2019 | 0.2 | 0 | 0 | 0 | 0 | 0 | 0 | 0 | 0 | 0 | 0 | 0 | 0 | 0 | 0 | 0 | 0 | 0 | 0
|  | 5311 | 8 | 223 | 7 | 222 | 10 | 5 | 32 | 13.69 | 3.19 | 226 | 99563 | 9.222 | 11.0151 | 101.2386 | 0.2 | 4.6099 | 4.6099 | 4.6099 | 4.6099 | 4.6099 | 4.6099 | 4.6099 | 4.6099 | 7.3869 | 7.3869 | 7.3869 | 7.3869 | 7.3869 | 7.3869 | 7.3869 | 7.3869 | 9 | 9
|  | 5312 | 8 | 224 | 8 | 222 | 10 | 5 | 32 | 14.55 | 2.91 | 234 | 99573 | 9.586 | 20.8723 | 90.2452 | 0.2 | 22.8852 | 22.8852 | 22.8852 | 22.8852 | 22.8852 | 22.8852 | 22.8852 | 22.8852 | 36.3597 | 36.3597 | 36.3597 | 36.3597 | 36.3597 | 36.3597 | 36.3597 | 36.3597 | 44 | 44
|  | 5313 | 8 | 225 | 9 | 222 | 10 | 5 | 32 | 15.41 | 2.63 | 241 | 99582 | 9.957 | 30.7315 | 78.4971 | 0.2 | 56.9261 | 56.9261 | 61.0394 | 56.9261 | 57.7632 | 56.9261 | 56.9261 | 56.9261 | 90.6214 | 89.4487 | 94.1219 | 89.4487 | 91.8052 | 89.4487 | 89.4487 | 89.4487 | 110 | 107.5045
|  | 5314 | 8 | 226 | 10 | 222 | 10 | 5 | 32 | 16.27 | 2.34 | 249 | 99592 | 10.336 | 40.144 | 65.0066 | 0.2 | 100.2612 | 100.2612 | 118.6101 | 100.2612 | 108.8148 | 100.2612 | 100.2612 | 100.2612 | 161.0775 | 155.0526 | 180.1005 | 155.0526 | 173.1742 | 155.0526 | 155.0526 | 155.0526 | 202.134 | 185.0598
|  | 5315 | 8 | 227 | 11 | 222 | 10 | 5 | 32 | 17.22 | 2.2 | 265 | 99582 | 10.689 | 48.4399 | 48.4091 | 0.2 | 87.1664 | 87.1664 | 92.4765 | 87.1664 | 91.8794 | 87.1664 | 87.1664 | 87.1664 | 137.9202 | 135.5902 | 145.0076 | 135.5902 | 144.5854 | 135.5902 | 137.498 | 135.5902 | 170 | 161.9919
|  | 5316 | 8 | 228 | 12 | 222 | 10 | 5 | 32 | 18.18 | 2.05 | 281 | 99573 | 11.049 | 54.5486 | 27.2609 | 0.2 | 104.5474 | 104.5474 | 108.9165 | 104.5474 | 113.0266 | 104.5474 | 104.5474 | 104.5474 | 165.1722 | 161.695 | 174.2573 | 161.695 | 177.1636 | 161.695 | 168.0785 | 161.695 | 206 | 192.6033
|  | 5317 | 8 | 229 | 13 | 222 | 10 | 5 | 32 | 19.13 | 1.9 | 298 | 99563 | 11.398 | 57.0591 | 1.7993 | 0.2 | 133.4888 | 133.4888 | 134.0431 | 133.4888 | 151.135 | 133.4888 | 133.4888 | 133.4888 | 211.3757 | 204.5864 | 224.2454 | 204.5864 | 236.3312 | 204.5864 | 223.4615 | 204.5864 | 270.0071 | 242.7594
|  | 5318 | 8 | 230 | 14 | 222 | 10 | 5 | 32 | 19.27 | 1.94 | 304 | 99579 | 11.372 | 55.1303 | -24.0166 | 0.2 | 61.0117 | 61.0117 | 61.0117 | 61.0117 | 62.2335 | 61.0117 | 61.5561 | 61.0117 | 95.8706 | 95.3772 | 96.3495 | 95.3772 | 97.5984 | 95.3772 | 97.1194 | 95.3772 | 116 | 114.0805
|  | 5319 | 8 | 231 | 15 | 222 | 10 | 5 | 32 | 19.4 | 1.99 | 310 | 99596 | 11.339 | 49.4249 | -45.8355 | 0.2 | 41.3368 | 41.3368 | 41.3368 | 41.3368 | 41.3368 | 41.3368 | 41.3368 | 41.3368 | 64.9987 | 64.9987 | 64.9987 | 64.9987 | 64.9987 | 64.9987 | 64.9987 | 64.9987 | 78 | 78
|  | 5320 | 8 | 232 | 16 | 222 | 10 | 5 | 32 | 19.54 | 2.03 | 316 | 99612 | 11.31 | 41.352 | -62.9748 | 0.2 | 32.6357 | 32.6357 | 32.6357 | 32.6357 | 32.6357 | 32.6357 | 32.6357 | 32.6357 | 51.5088 | 51.5088 | 51.5088 | 51.5088 | 51.5088 | 51.5088 | 51.5088 | 51.5088 | 62 | 62
|  | 5321 | 8 | 233 | 17 | 222 | 10 | 5 | 32 | 19.27 | 1.8 | 313 | 99602 | 11.363 | 32.0445 | -76.7977 | 0.2 | 68.4875 | 68.4875 | 68.4875 | 68.4875 | 70.4695 | 68.4875 | 76.936 | 68.4875 | 109.6011 | 107.1616 | 107.1616 | 107.1616 | 112.404 | 107.1616 | 116.9765 | 107.1616 | 134 | 128.5681
|  | 5322 | 8 | 234 | 18 | 222 | 10 | 5 | 32 | 19.01 | 1.57 | 311 | 99592 | 11.42 | 22.2164 | -88.7165 | 0.2 | 36.1433 | 36.1433 | 36.1433 | 36.1433 | 36.1433 | 36.1433 | 36.1433 | 36.1433 | 57.1991 | 57.1991 | 57.1991 | 57.1991 | 57.1991 | 57.1991 | 57.1991 | 57.1991 | 69 | 69
|  | 5323 | 8 | 235 | 19 | 222 | 10 | 5 | 32 | 18.75 | 1.34 | 309 | 99582 | 11.47 | 12.3367 | -99.7653 | 0.2 | 20.8111 | 20.8111 | 20.8111 | 20.8111 | 20.8111 | 20.8111 | 20.8111 | 20.8111 | 33.0588 | 33.0588 | 33.0588 | 33.0588 | 33.0588 | 33.0588 | 33.0588 | 33.0588 | 40 | 40
|  | 5324 | 8 | 236 | 20 | 222 | 10 | 5 | 32 | 17.97 | 1.39 | 283 | 99612 | 11.442 | 2.7763 | -110.6964 | 0.2 | 4.6286 | 4.6286 | 4.6286 | 4.6286 | 4.6286 | 4.6286 | 4.6286 | 4.6286 | 7.4001 | 7.4001 | 7.4001 | 7.4001 | 7.4001 | 7.4001 | 7.4001 | 7.4001 | 9 | 9
|  | 5325 | 8 | 237 | 21 | 222 | 10 | 5 | 32 | 17.2 | 1.45 | 257 | 99641 | 11.395 | 0 | -122.1018 | 0.2 | 0 | 0 | 0 | 0 | 0 | 0 | 0 | 0 | 0 | 0 | 0 | 0 | 0 | 0 | 0 | 0 | 0 | 0
|  | 5326 | 8 | 238 | 22 | 222 | 10 | 5 | 32 | 16.42 | 1.5 | 230 | 99671 | 11.315 | 0 | -134.4632 | 0.2 | 0 | 0 | 0 | 0 | 0 | 0 | 0 | 0 | 0 | 0 | 0 | 0 | 0 | 0 | 0 | 0 | 0 | 0
|  | 5327 | 8 | 239 | 23 | 222 | 10 | 5 | 32 | 16.54 | 1.63 | 235 | 99661 | 11.502 | 0 | -148.1082 | 0.2 | 0 | 0 | 0 | 0 | 0 | 0 | 0 | 0 | 0 | 0 | 0 | 0 | 0 | 0 | 0 | 0 | 0 | 0
|  | 5328 | 8 | 240 | 24 | 222 | 10 | 5 | 32 | 16.65 | 1.76 | 239 | 99651 | 11.685 | 0 | -163.0665 | 0.2 | 0 | 0 | 0 | 0 | 0 | 0 | 0 | 0 | 0 | 0 | 0 | 0 | 0 | 0 | 0 | 0 | 0 | 0
|  | 5329 | 8 | 241 | 1 | 223 | 11 | 6 | 32 | 16.76 | 1.89 | 244 | 99641 | 11.869 | 0 | -178.9522 | 0.2 | 0 | 0 | 0 | 0 | 0 | 0 | 0 | 0 | 0 | 0 | 0 | 0 | 0 | 0 | 0 | 0 | 0 | 0
|  | 5330 | 8 | 242 | 2 | 223 | 11 | 6 | 32 | 16.52 | 1.87 | 251 | 99655 | 11.73 | 0 | 165.0778 | 0.2 | 0 | 0 | 0 | 0 | 0 | 0 | 0 | 0 | 0 | 0 | 0 | 0 | 0 | 0 | 0 | 0 | 0 | 0
|  | 5331 | 8 | 243 | 3 | 223 | 11 | 6 | 32 | 16.29 | 1.85 | 258 | 99668 | 11.598 | 0 | 149.9152 | 0.2 | 0 | 0 | 0 | 0 | 0 | 0 | 0 | 0 | 0 | 0 | 0 | 0 | 0 | 0 | 0 | 0 | 0 | 0
|  | 5332 | 8 | 244 | 4 | 223 | 11 | 6 | 32 | 16.05 | 1.83 | 265 | 99681 | 11.461 | 0 | 136.0522 | 0.2 | 0 | 0 | 0 | 0 | 0 | 0 | 0 | 0 | 0 | 0 | 0 | 0 | 0 | 0 | 0 | 0 | 0 | 0
|  | 5333 | 8 | 245 | 5 | 223 | 11 | 6 | 32 | 16.38 | 1.72 | 271 | 99674 | 11.693 | 0 | 123.5097 | 0.2 | 0 | 0 | 0 | 0 | 0 | 0 | 0 | 0 | 0 | 0 | 0 | 0 | 0 | 0 | 0 | 0 | 0 | 0
|  | 5334 | 8 | 246 | 6 | 223 | 11 | 6 | 32 | 16.71 | 1.61 | 276 | 99668 | 11.929 | 1.3226 | 111.985 | 0.2 | 0 | 0 | 0 | 0 | 0 | 0 | 0 | 0 | 0 | 0 | 0 | 0 | 0 | 0 | 0 | 0 | 0 | 0
|  | 5335 | 8 | 247 | 7 | 223 | 11 | 6 | 32 | 17.04 | 1.5 | 282 | 99661 | 12.169 | 10.8234 | 101.0079 | 0.2 | 15.0198 | 15.0198 | 15.0198 | 15.0198 | 15.0198 | 15.0198 | 15.0198 | 15.0198 | 23.9194 | 23.9194 | 23.9194 | 23.9194 | 23.9194 | 23.9194 | 23.9194 | 23.9194 | 29 | 29
|  | 5336 | 8 | 248 | 8 | 223 | 11 | 6 | 32 | 17.67 | 1.53 | 300 | 99664 | 12.497 | 20.6846 | 89.9993 | 0.2 | 19.2042 | 19.2042 | 19.2042 | 19.2042 | 19.2042 | 19.2042 | 19.2042 | 19.2042 | 30.5468 | 30.5468 | 30.5468 | 30.5468 | 30.5468 | 30.5468 | 30.5468 | 30.5468 | 37 | 37
|  | 5337 | 8 | 249 | 9 | 223 | 11 | 6 | 32 | 18.29 | 1.55 | 318 | 99668 | 12.819 | 30.5394 | 78.2341 | 0.2 | 30.3528 | 30.3528 | 30.3528 | 30.3528 | 30.3528 | 30.3528 | 30.3528 | 30.3528 | 48.0602 | 48.0602 | 48.0602 | 48.0602 | 48.0602 | 48.0602 | 48.0602 | 48.0602 | 58 | 58
|  | 5338 | 8 | 250 | 10 | 223 | 11 | 6 | 32 | 18.92 | 1.57 | 336 | 99671 | 13.155 | 39.9372 | 64.7285 | 0.2 | 84.473 | 84.473 | 93.7413 | 84.473 | 88.8485 | 84.473 | 84.473 | 84.473 | 134.5388 | 131.565 | 144.1864 | 131.565 | 140.7266 | 131.565 | 131.565 | 131.565 | 166 | 157.419
|  | 5339 | 8 | 251 | 11 | 223 | 11 | 6 | 32 | 19.5 | 1.68 | 346 | 99648 | 13.196 | 48.2068 | 48.1329 | 0.2 | 113.5922 | 113.5922 | 126.5035 | 113.5922 | 125.1635 | 113.5922 | 113.5922 | 113.5922 | 180.7327 | 175.2 | 198.0445 | 175.2 | 197.0969 | 175.2 | 179.7852 | 175.2 | 228.0438 | 208.6481
|  | 5340 | 8 | 252 | 12 | 223 | 11 | 6 | 32 | 20.09 | 1.79 | 355 | 99625 | 13.229 | 54.2811 | 27.04 | 0.2 | 175.7722 | 175.7722 | 228.506 | 175.7722 | 279.0896 | 175.7722 | 175.7722 | 175.7722 | 284.6886 | 243.6782 | 395.0334 | 243.6782 | 430.8014 | 243.6782 | 320.4566 | 243.6782 | 436.2302 | 274.9154
|  | 5341 | 8 | 253 | 13 | 223 | 11 | 6 | 32 | 20.67 | 1.9 | 5 | 99602 | 13.233 | 56.7657 | 1.7178 | 0.2 | 166.3044 | 166.3044 | 167.4812 | 166.3044 | 205.5441 | 166.3044 | 166.3044 | 166.3044 | 265.5367 | 250.9184 | 294.1155 | 250.9184 | 321.0301 | 250.9184 | 292.4513 | 250.9184 | 356.0568 | 296.1436
|  | 5342 | 8 | 254 | 14 | 223 | 11 | 6 | 32 | 20.76 | 1.9 | 6 | 99592 | 13.249 | 54.837 | -23.9376 | 0.2 | 180.348 | 180.348 | 180.348 | 180.348 | 518.3439 | 180.348 | 330.3926 | 180.348 | 321.9657 | 189.77 | 454.8673 | 189.77 | 799.9639 | 189.77 | 667.0623 | 189.77 | 708.0989 | 183.1502
|  | 5343 | 8 | 255 | 15 | 223 | 11 | 6 | 32 | 20.85 | 1.89 | 7 | 99582 | 13.266 | 49.1499 | -45.6648 | 0.2 | 163.4359 | 163.4359 | 163.4359 | 163.4359 | 499.0335 | 163.4359 | 506.9131 | 163.4359 | 309.1501 | 153.7645 | 303.5784 | 153.7645 | 783.7568 | 153.7645 | 789.3285 | 153.7645 | 688.8041 | 133.4581
|  | 5344 | 8 | 256 | 16 | 223 | 11 | 6 | 32 | 20.94 | 1.89 | 8 | 99573 | 13.282 | 41.0956 | -62.776 | 0.2 | 137.2789 | 137.2789 | 137.2789 | 137.2789 | 422.3812 | 137.2789 | 691.4578 | 137.2789 | 297.7422 | 114.9697 | 114.9697 | 114.9697 | 700.9378 | 114.9697 | 891.2036 | 114.9697 | 631.7122 | 88.1305
|  | 5345 | 8 | 257 | 17 | 223 | 11 | 6 | 32 | 20.56 | 1.56 | 8 | 99546 | 12.892 | 31.7999 | -76.5996 | 0.2 | 121.6432 | 121.6432 | 121.6432 | 121.6432 | 273.0693 | 121.6432 | 757.246 | 121.6432 | 292.589 | 113.2009 | 113.2009 | 113.2009 | 506.7379 | 113.2009 | 849.1025 | 113.2009 | 500.9954 | 95.8762
|  | 5346 | 8 | 258 | 18 | 223 | 11 | 6 | 32 | 20.19 | 1.24 | 8 | 99520 | 12.518 | 21.976 | -88.5286 | 0.2 | 100.8199 | 100.8199 | 100.8199 | 100.8199 | 108.0667 | 100.8199 | 382.9428 | 100.8199 | 205.4024 | 129.9976 | 129.9976 | 129.9976 | 215.651 | 129.9976 | 410.0177 | 129.9976 | 252.1919 | 138.3065
|  | 5347 | 8 | 259 | 19 | 223 | 11 | 6 | 32 | 19.82 | 0.91 | 7 | 99494 | 12.156 | 12.0941 | -99.5904 | 0.2 | 131.6427 | 67.9706 | 67.9706 | 67.9706 | 67.9706 | 67.9706 | 444.8071 | 67.9706 | 188.1147 | 85.1863 | 85.1863 | 85.1863 | 98.0688 | 85.1863 | 409.5554 | 85.1863 | 170.2415 | 88.3508
|  | 5348 | 8 | 260 | 20 | 223 | 11 | 6 | 32 | 19.01 | 1.12 | 20 | 99520 | 11.828 | 2.5262 | -110.5365 | 0.2 | 63.6305 | 20.1731 | 20.1731 | 20.1731 | 20.1731 | 20.1731 | 136.1799 | 20.1731 | 64.6821 | 30.0884 | 30.0884 | 30.0884 | 30.0884 | 30.0884 | 115.9823 | 30.0884 | 40.4655 | 35
|  | 5349 | 8 | 261 | 21 | 223 | 11 | 6 | 32 | 18.21 | 1.33 | 32 | 99546 | 11.505 | 0 | -121.9608 | 0.2 | 0 | 0 | 0 | 0 | 0 | 0 | 0 | 0 | 0 | 0 | 0 | 0 | 0 | 0 | 0 | 0 | 0 | 0
|  | 5350 | 8 | 262 | 22 | 223 | 11 | 6 | 32 | 17.4 | 1.54 | 45 | 99573 | 11.176 | 0 | -134.3489 | 0.2 | 0 | 0 | 0 | 0 | 0 | 0 | 0 | 0 | 0 | 0 | 0 | 0 | 0 | 0 | 0 | 0 | 0 | 0
|  | 5351 | 8 | 263 | 23 | 223 | 11 | 6 | 32 | 17.1 | 1.43 | 70 | 99563 | 11.016 | 0 | -148.0323 | 0.2 | 0 | 0 | 0 | 0 | 0 | 0 | 0 | 0 | 0 | 0 | 0 | 0 | 0 | 0 | 0 | 0 | 0 | 0
|  | 5352 | 8 | 264 | 24 | 223 | 11 | 6 | 32 | 16.79 | 1.31 | 95 | 99553 | 10.85 | 0 | -163.043 | 0.2 | 0 | 0 | 0 | 0 | 0 | 0 | 0 | 0 | 0 | 0 | 0 | 0 | 0 | 0 | 0 | 0 | 0 | 0
|  | 5353 | 8 | 265 | 1 | 224 | 12 | 7 | 32 | 16.49 | 1.2 | 120 | 99543 | 10.694 | 0 | -178.9927 | 0.2 | 0 | 0 | 0 | 0 | 0 | 0 | 0 | 0 | 0 | 0 | 0 | 0 | 0 | 0 | 0 | 0 | 0 | 0
|  | 5354 | 8 | 266 | 2 | 224 | 12 | 7 | 32 | 15.91 | 1.2 | 129 | 99527 | 10.518 | 0 | 164.976 | 0.2 | 0 | 0 | 0 | 0 | 0 | 0 | 0 | 0 | 0 | 0 | 0 | 0 | 0 | 0 | 0 | 0 | 0 | 0
|  | 5355 | 8 | 267 | 3 | 224 | 12 | 7 | 32 | 15.33 | 1.2 | 138 | 99510 | 10.339 | 0 | 149.7646 | 0.2 | 0 | 0 | 0 | 0 | 0 | 0 | 0 | 0 | 0 | 0 | 0 | 0 | 0 | 0 | 0 | 0 | 0 | 0
|  | 5356 | 8 | 268 | 4 | 224 | 12 | 7 | 32 | 14.75 | 1.2 | 147 | 99494 | 10.157 | 0 | 135.8683 | 0.2 | 0 | 0 | 0 | 0 | 0 | 0 | 0 | 0 | 0 | 0 | 0 | 0 | 0 | 0 | 0 | 0 | 0 | 0
|  | 5357 | 8 | 269 | 5 | 224 | 12 | 7 | 32 | 15.34 | 1.07 | 145 | 99484 | 10.636 | 0 | 123.3043 | 0.2 | 0 | 0 | 0 | 0 | 0 | 0 | 0 | 0 | 0 | 0 | 0 | 0 | 0 | 0 | 0 | 0 | 0 | 0
|  | 5358 | 8 | 270 | 6 | 224 | 12 | 7 | 32 | 15.93 | 0.93 | 143 | 99474 | 11.136 | 1.1178 | 111.7643 | 0.2 | 0 | 0 | 0 | 0 | 0 | 0 | 0 | 0 | 0 | 0 | 0 | 0 | 0 | 0 | 0 | 0 | 0 | 0
|  | 5359 | 8 | 271 | 7 | 224 | 12 | 7 | 32 | 16.51 | 0.8 | 140 | 99464 | 11.649 | 10.6297 | 100.7733 | 0.2 | 28.8109 | 22.0612 | 57.5343 | 22.0612 | 22.0612 | 22.0612 | 22.0612 | 22.0612 | 40.9632 | 31.3983 | 61.2737 | 31.3983 | 31.4176 | 31.3983 | 31.3983 | 31.3983 | 41.8407 | 35.0636
|  | 5360 | 8 | 272 | 8 | 224 | 12 | 7 | 32 | 18.14 | 0.86 | 109 | 99464 | 12.01 | 20.4948 | 89.7497 | 0.2 | 61.8582 | 61.8582 | 160.4336 | 61.8582 | 62.2889 | 61.8582 | 61.8582 | 61.8582 | 111.7595 | 86.01 | 181.7674 | 86.01 | 112.3685 | 86.01 | 86.01 | 86.01 | 132.3494 | 95.5034
|  | 5361 | 8 | 273 | 9 | 224 | 12 | 7 | 32 | 19.77 | 0.91 | 78 | 99464 | 12.292 | 30.345 | 77.9675 | 0.2 | 105.4893 | 105.4893 | 275.6026 | 105.4893 | 141.7488 | 105.4893 | 105.4893 | 105.4893 | 188.2732 | 141.9132 | 334.2008 | 141.9132 | 239.5519 | 141.9132 | 141.9132 | 141.9132 | 257.8233 | 156.0009
|  | 5362 | 8 | 274 | 10 | 224 | 12 | 7 | 32 | 21.4 | 0.97 | 47 | 99464 | 12.48 | 39.7277 | 64.4469 | 0.2 | 142.6421 | 142.6421 | 500.4812 | 142.6421 | 313.7299 | 142.6421 | 142.6421 | 142.6421 | 265.9272 | 153.8299 | 639.935 | 153.8299 | 507.8819 | 153.8299 | 153.8299 | 153.8299 | 474.8921 | 145.2747
|  | 5363 | 8 | 275 | 11 | 224 | 12 | 7 | 32 | 22.35 | 0.99 | 23 | 99428 | 12.278 | 47.9704 | 47.8537 | 0.2 | 135.6871 | 135.6871 | 565.599 | 135.6871 | 524.7734 | 135.6871 | 135.6871 | 135.6871 | 279.1247 | 99.3638 | 858.2438 | 99.3638 | 829.3757 | 99.3638 | 250.2566 | 99.3638 | 708.8681 | 65.5616
|  | 5364 | 8 | 276 | 12 | 224 | 12 | 7 | 32 | 23.29 | 1.01 | 360 | 99392 | 11.994 | 54.0099 | 26.8168 | 0.2 | 137.7194 | 137.7194 | 384.6958 | 137.7194 | 626.2925 | 137.7194 | 137.7194 | 137.7194 | 276.6501 | 89.1256 | 796.7621 | 89.1256 | 967.5967 | 89.1256 | 447.4848 | 89.1256 | 803.8526 | 50.0798
|  | 5365 | 8 | 277 | 13 | 224 | 12 | 7 | 32 | 24.24 | 1.03 | 336 | 99356 | 11.636 | 56.4681 | 1.6342 | 0.2 | 142.502 | 142.502 | 157.2831 | 142.502 | 660.6081 | 142.502 | 142.502 | 142.502 | 278.7482 | 92.0444 | 655.5563 | 92.0444 | 1011.4608 | 92.0444 | 634.6527 | 92.0444 | 833.778 | 51.6329
|  | 5366 | 8 | 278 | 14 | 224 | 12 | 7 | 32 | 24.34 | 1.37 | 320 | 99333 | 11.884 | 54.5392 | -23.8608 | 0.2 | 155.4957 | 155.4957 | 155.4957 | 155.4957 | 607.4943 | 155.4957 | 355.4236 | 155.4957 | 295.6744 | 124.6219 | 473.9154 | 124.6219 | 934.897 | 124.6219 | 756.6561 | 124.6219 | 788.5705 | 94.6671
|  | 5367 | 8 | 279 | 15 | 224 | 12 | 7 | 32 | 24.43 | 1.7 | 303 | 99310 | 12.125 | 48.87 | -45.4953 | 0.2 | 159.9263 | 159.9263 | 159.9263 | 159.9263 | 510.2937 | 159.9263 | 516.4038 | 159.9263 | 303.478 | 146.5015 | 299.1575 | 146.5015 | 798.9724 | 146.5015 | 803.2928 | 146.5015 | 696.9348 | 124.5691
|  | 5368 | 8 | 280 | 16 | 224 | 12 | 7 | 32 | 24.53 | 2.03 | 287 | 99288 | 12.378 | 40.8345 | -62.5774 | 0.2 | 130.6989 | 130.6989 | 130.6989 | 130.6989 | 432.9269 | 130.6989 | 713.1934 | 130.6989 | 290.0589 | 102.7407 | 102.7407 | 102.7407 | 717.4739 | 102.7407 | 915.6522 | 102.7407 | 640.8729 | 73.7369
|  | 5369 | 8 | 281 | 17 | 224 | 12 | 7 | 32 | 23.76 | 1.76 | 295 | 99278 | 12.609 | 31.5508 | -76.401 | 0.2 | 132.4993 | 132.4993 | 132.4993 | 132.4993 | 247.7262 | 132.4993 | 608.8255 | 132.4993 | 277.4394 | 146.1413 | 146.1413 | 146.1413 | 440.3948 | 146.1413 | 695.7306 | 146.1413 | 442.4657 | 141.5553
|  | 5370 | 8 | 282 | 18 | 224 | 12 | 7 | 32 | 23 | 1.49 | 302 | 99268 | 12.798 | 21.7313 | -88.3397 | 0.2 | 102.762 | 102.762 | 102.762 | 102.762 | 114.4136 | 102.762 | 504.7323 | 102.762 | 229.3738 | 124.2742 | 124.2742 | 124.2742 | 245.8517 | 124.2742 | 521.8487 | 124.2742 | 287.3073 | 127.0224
|  | 5371 | 8 | 283 | 19 | 224 | 12 | 7 | 32 | 22.24 | 1.21 | 310 | 99258 | 12.941 | 11.8472 | -99.4143 | 0.2 | 113.0057 | 62.4574 | 62.4574 | 62.4574 | 62.4574 | 62.4574 | 367.3234 | 62.4574 | 162.3055 | 80.7243 | 80.7243 | 80.7243 | 90.8194 | 80.7243 | 342.1353 | 80.7243 | 150.4055 | 85.5805
|  | 5372 | 8 | 284 | 20 | 224 | 12 | 7 | 32 | 21.07 | 1.3 | 285 | 99288 | 12.836 | 2.2718 | -110.3754 | 0.2 | 133.3537 | 16.0231 | 16.0231 | 16.0231 | 16.0231 | 16.0231 | 331.9313 | 16.0231 | 115.0644 | 22.646 | 22.646 | 22.646 | 22.646 | 22.646 | 255.48 | 22.646 | 39.4926 | 26.1238
|  | 5373 | 8 | 285 | 21 | 224 | 12 | 7 | 32 | 19.9 | 1.39 | 261 | 99317 | 12.672 | 0 | -121.8188 | 0.2 | 0 | 0 | 0 | 0 | 0 | 0 | 0 | 0 | 0 | 0 | 0 | 0 | 0 | 0 | 0 | 0 | 0 | 0
|  | 5374 | 8 | 286 | 22 | 224 | 12 | 7 | 32 | 18.73 | 1.48 | 236 | 99347 | 12.461 | 0 | -134.2338 | 0.2 | 0 | 0 | 0 | 0 | 0 | 0 | 0 | 0 | 0 | 0 | 0 | 0 | 0 | 0 | 0 | 0 | 0 | 0
|  | 5375 | 8 | 287 | 23 | 224 | 12 | 7 | 32 | 18.23 | 1.54 | 228 | 99360 | 12.319 | 0 | -147.9564 | 0.2 | 0 | 0 | 0 | 0 | 0 | 0 | 0 | 0 | 0 | 0 | 0 | 0 | 0 | 0 | 0 | 0 | 0 | 0
|  | 5376 | 8 | 288 | 24 | 224 | 12 | 7 | 32 | 17.72 | 1.6 | 219 | 99373 | 12.165 | 0 | -163.0205 | 0.2 | 0 | 0 | 0 | 0 | 0 | 0 | 0 | 0 | 0 | 0 | 0 | 0 | 0 | 0 | 0 | 0 | 0 | 0
|  | 5377 | 8 | 289 | 1 | 225 | 13 | 1 | 33 | 17.22 | 1.66 | 211 | 99386 | 12.014 | 0 | -179.0353 | 0.2 | 0 | 0 | 0 | 0 | 0 | 0 | 0 | 0 | 0 | 0 | 0 | 0 | 0 | 0 | 0 | 0 | 0 | 0
|  | 5378 | 8 | 290 | 2 | 225 | 13 | 1 | 33 | 16.96 | 2.1 | 217 | 99392 | 11.894 | 0 | 164.8711 | 0.2 | 0 | 0 | 0 | 0 | 0 | 0 | 0 | 0 | 0 | 0 | 0 | 0 | 0 | 0 | 0 | 0 | 0 | 0
|  | 5379 | 8 | 291 | 3 | 225 | 13 | 1 | 33 | 16.7 | 2.54 | 223 | 99399 | 11.773 | 0 | 149.6103 | 0.2 | 0 | 0 | 0 | 0 | 0 | 0 | 0 | 0 | 0 | 0 | 0 | 0 | 0 | 0 | 0 | 0 | 0 | 0
|  | 5380 | 8 | 292 | 4 | 225 | 13 | 1 | 33 | 16.44 | 2.98 | 229 | 99405 | 11.653 | 0 | 135.6805 | 0.2 | 0 | 0 | 0 | 0 | 0 | 0 | 0 | 0 | 0 | 0 | 0 | 0 | 0 | 0 | 0 | 0 | 0 | 0
|  | 5381 | 8 | 293 | 5 | 225 | 13 | 1 | 33 | 16.72 | 3.08 | 231 | 99442 | 11.879 | 0 | 123.095 | 0.2 | 0 | 0 | 0 | 0 | 0 | 0 | 0 | 0 | 0 | 0 | 0 | 0 | 0 | 0 | 0 | 0 | 0 | 0
|  | 5382 | 8 | 294 | 6 | 225 | 13 | 1 | 33 | 17.01 | 3.17 | 234 | 99478 | 12.117 | 0.91101 | 111.5396 | 0.2 | 0 | 0 | 0 | 0 | 0 | 0 | 0 | 0 | 0 | 0 | 0 | 0 | 0 | 0 | 0 | 0 | 0 | 0
|  | 5383 | 8 | 295 | 7 | 225 | 13 | 1 | 33 | 17.29 | 3.27 | 237 | 99514 | 12.351 | 10.4339 | 100.5349 | 0.2 | 80.1033 | 35.6346 | 274.7525 | 35.6346 | 35.6346 | 35.6346 | 35.6346 | 35.6346 | 102.1221 | 39.0082 | 239.7598 | 39.0082 | 39.2339 | 39.0082 | 39.0082 | 39.0082 | 78.9497 | 34.1619
|  | 5384 | 8 | 296 | 8 | 225 | 13 | 1 | 33 | 17.94 | 3.06 | 245 | 99550 | 12.692 | 20.3029 | 89.4964 | 0.2 | 76.5177 | 76.5177 | 528.072 | 76.5177 | 80.487 | 76.5177 | 76.5177 | 76.5177 | 194.6345 | 79.3069 | 516.7383 | 79.3069 | 200.2479 | 79.3069 | 79.3069 | 79.3069 | 237.1115 | 70.0444
|  | 5385 | 8 | 297 | 9 | 225 | 13 | 1 | 33 | 18.59 | 2.86 | 252 | 99586 | 13.037 | 30.1481 | 77.6974 | 0.2 | 112.283 | 112.283 | 491.6933 | 112.283 | 195.0262 | 112.283 | 112.283 | 112.283 | 225.7129 | 124.7391 | 552.5047 | 124.7391 | 342.7294 | 124.7391 | 124.7391 | 124.7391 | 344.7911 | 119.2494
|  | 5386 | 8 | 298 | 10 | 225 | 13 | 1 | 33 | 19.24 | 2.65 | 260 | 99622 | 13.386 | 39.5154 | 64.1621 | 0.2 | 139.0075 | 139.0075 | 320.6411 | 139.0075 | 226.9609 | 139.0075 | 139.0075 | 139.0075 | 238.0908 | 182.5862 | 428.7176 | 182.5862 | 362.4757 | 182.5862 | 182.5862 | 182.5862 | 365.2971 | 198.8483
|  | 5387 | 8 | 299 | 11 | 225 | 13 | 1 | 33 | 19.97 | 2.61 | 269 | 99618 | 12.89 | 47.7307 | 47.5719 | 0.2 | 168.6053 | 168.6053 | 359.2601 | 168.6053 | 342.8685 | 168.6053 | 168.6053 | 168.6053 | 288.7164 | 211.0009 | 546.7523 | 211.0009 | 535.1617 | 211.0009 | 277.1258 | 211.0009 | 509.9751 | 225.8056
|  | 5388 | 8 | 300 | 12 | 225 | 13 | 1 | 33 | 20.71 | 2.57 | 277 | 99615 | 12.323 | 53.7349 | 26.5918 | 0.2 | 157.9638 | 157.9638 | 367.2716 | 157.9638 | 576.0922 | 157.9638 | 157.9638 | 157.9638 | 289.6101 | 134.5888 | 733.2746 | 134.5888 | 880.933 | 134.5888 | 437.2686 | 134.5888 | 744.8502 | 107.4886
|  | 5389 | 8 | 301 | 13 | 225 | 13 | 1 | 33 | 21.44 | 2.52 | 286 | 99612 | 11.667 | 56.1665 | 1.5486 | 0.2 | 148.9114 | 148.9114 | 149.6254 | 148.9114 | 175.3188 | 148.9114 | 148.9114 | 148.9114 | 236.0374 | 226.8421 | 255.2151 | 226.8421 | 273.3831 | 226.8421 | 254.2054 | 226.8421 | 308.0204 | 268.6089
|  | 5390 | 8 | 302 | 14 | 225 | 13 | 1 | 33 | 21.91 | 2.4 | 288 | 99605 | 11.812 | 54.237 | -23.7859 | 0.2 | 173.6025 | 173.6025 | 173.6025 | 173.6025 | 545.9676 | 173.6025 | 337.726 | 173.6025 | 311.7933 | 175.5858 | 459.0423 | 175.5858 | 838.397 | 175.5858 | 691.1479 | 175.5858 | 731.229 | 166.2375
|  | 5391 | 8 | 303 | 15 | 225 | 13 | 1 | 33 | 22.37 | 2.29 | 290 | 99599 | 11.946 | 48.5857 | -45.3269 | 0.2 | 164.7606 | 164.7606 | 164.7606 | 164.7606 | 245.472 | 164.7606 | 246.3984 | 164.7606 | 266.538 | 231.5801 | 265.883 | 231.5801 | 380.6812 | 231.5801 | 381.3362 | 231.5801 | 392.8474 | 262.698
|  | 5392 | 8 | 304 | 16 | 225 | 13 | 1 | 33 | 22.84 | 2.17 | 292 | 99592 | 12.085 | 40.5689 | -62.3789 | 0.2 | 161.4242 | 161.4242 | 161.4242 | 161.4242 | 319.0084 | 161.4242 | 462.5849 | 161.4242 | 287.5759 | 193.2311 | 193.2311 | 193.2311 | 510.4336 | 193.2311 | 611.9575 | 193.2311 | 489.7544 | 198.7465
|  | 5393 | 8 | 305 | 17 | 225 | 13 | 1 | 33 | 22.08 | 1.7 | 300 | 99609 | 12.064 | 31.2972 | -76.2017 | 0.2 | 124.1763 | 124.1763 | 124.1763 | 124.1763 | 168.6899 | 124.1763 | 305.4271 | 124.1763 | 217.2396 | 168.4839 | 168.4839 | 168.4839 | 280.1914 | 168.4839 | 376.8791 | 168.4839 | 299.6439 | 186.1793
|  | 5394 | 8 | 306 | 18 | 225 | 13 | 1 | 33 | 21.32 | 1.23 | 309 | 99625 | 12.017 | 21.4822 | -88.1498 | 0.2 | 108.5591 | 108.5591 | 108.5591 | 108.5591 | 121.8454 | 108.5591 | 519.8556 | 108.5591 | 236.794 | 131.6724 | 131.6724 | 131.6724 | 255.5837 | 131.6724 | 537.0194 | 131.6724 | 296.3175 | 134.3667
|  | 5395 | 8 | 307 | 19 | 225 | 13 | 1 | 33 | 20.56 | 0.76 | 318 | 99641 | 11.945 | 11.596 | -99.237 | 0.2 | 110.7867 | 61.3558 | 61.3558 | 61.3558 | 61.3558 | 61.3558 | 365.3065 | 61.3558 | 159.0314 | 79.3968 | 79.3968 | 79.3968 | 89.1256 | 79.3968 | 339.0041 | 79.3968 | 147.426 | 84.2366
|  | 5396 | 8 | 308 | 20 | 225 | 13 | 1 | 33 | 19.97 | 0.86 | 338 | 99668 | 11.588 | 2.0131 | -110.213 | 0.2 | 46.4224 | 18.9504 | 18.9504 | 18.9504 | 18.9504 | 18.9504 | 93.5646 | 18.9504 | 48.902 | 27.5001 | 27.5001 | 27.5001 | 27.5001 | 27.5001 | 82.2366 | 27.5001 | 33.7948 | 31
|  | 5397 | 8 | 309 | 21 | 225 | 13 | 1 | 33 | 19.39 | 0.96 | 357 | 99694 | 11.246 | 0 | -121.6756 | 0.2 | 0 | 0 | 0 | 0 | 0 | 0 | 0 | 0 | 0 | 0 | 0 | 0 | 0 | 0 | 0 | 0 | 0 | 0
|  | 5398 | 8 | 310 | 22 | 225 | 13 | 1 | 33 | 18.8 | 1.06 | 17 | 99720 | 10.906 | 0 | -134.1179 | 0.2 | 0 | 0 | 0 | 0 | 0 | 0 | 0 | 0 | 0 | 0 | 0 | 0 | 0 | 0 | 0 | 0 | 0 | 0
|  | 5399 | 8 | 311 | 23 | 225 | 13 | 1 | 33 | 18.5 | 0.93 | 65 | 99717 | 11.123 | 0 | -147.8803 | 0.2 | 0 | 0 | 0 | 0 | 0 | 0 | 0 | 0 | 0 | 0 | 0 | 0 | 0 | 0 | 0 | 0 | 0 | 0
|  | 5400 | 8 | 312 | 24 | 225 | 13 | 1 | 33 | 18.19 | 0.8 | 113 | 99714 | 11.319 | 0 | -162.9988 | 0.2 | 0 | 0 | 0 | 0 | 0 | 0 | 0 | 0 | 0 | 0 | 0 | 0 | 0 | 0 | 0 | 0 | 0 | 0
|  | 5401 | 8 | 313 | 1 | 226 | 14 | 2 | 33 | 17.88 | 0.68 | 161 | 99710 | 11.504 | 0 | -179.0799 | 0.2 | 0 | 0 | 0 | 0 | 0 | 0 | 0 | 0 | 0 | 0 | 0 | 0 | 0 | 0 | 0 | 0 | 0 | 0
|  | 5402 | 8 | 314 | 2 | 226 | 14 | 2 | 33 | 17.49 | 0.72 | 171 | 99681 | 11.369 | 0 | 164.7631 | 0.2 | 0 | 0 | 0 | 0 | 0 | 0 | 0 | 0 | 0 | 0 | 0 | 0 | 0 | 0 | 0 | 0 | 0 | 0
|  | 5403 | 8 | 315 | 3 | 226 | 14 | 2 | 33 | 17.1 | 0.76 | 180 | 99651 | 11.233 | 0 | 149.4523 | 0.2 | 0 | 0 | 0 | 0 | 0 | 0 | 0 | 0 | 0 | 0 | 0 | 0 | 0 | 0 | 0 | 0 | 0 | 0
|  | 5404 | 8 | 316 | 4 | 226 | 14 | 2 | 33 | 16.71 | 0.8 | 189 | 99622 | 11.096 | 0 | 135.4888 | 0.2 | 0 | 0 | 0 | 0 | 0 | 0 | 0 | 0 | 0 | 0 | 0 | 0 | 0 | 0 | 0 | 0 | 0 | 0
|  | 5405 | 8 | 317 | 5 | 226 | 14 | 2 | 33 | 17.21 | 1.12 | 185 | 99615 | 11.622 | 0 | 122.8818 | 0.2 | 0 | 0 | 0 | 0 | 0 | 0 | 0 | 0 | 0 | 0 | 0 | 0 | 0 | 0 | 0 | 0 | 0 | 0
|  | 5406 | 8 | 318 | 6 | 226 | 14 | 2 | 33 | 17.71 | 1.44 | 181 | 99609 | 12.169 | 0.70221 | 111.3113 | 0.2 | 0 | 0 | 0 | 0 | 0 | 0 | 0 | 0 | 0 | 0 | 0 | 0 | 0 | 0 | 0 | 0 | 0 | 0
|  | 5407 | 8 | 319 | 7 | 226 | 14 | 2 | 33 | 18.21 | 1.77 | 176 | 99602 | 12.738 | 10.2362 | 100.293 | 0.2 | 26.088 | 19.9706 | 53.6559 | 19.9706 | 19.9706 | 19.9706 | 19.9706 | 19.9706 | 37.1028 | 28.4055 | 56.5962 | 28.4055 | 28.4515 | 28.4055 | 28.4055 | 28.4055 | 37.8895 | 31.7071
|  | 5408 | 8 | 320 | 8 | 226 | 14 | 2 | 33 | 19.7 | 1.83 | 183 | 99589 | 12.902 | 20.1088 | 89.2395 | 0.2 | 72.8534 | 72.8534 | 344.9523 | 72.8534 | 76.465 | 72.8534 | 72.8534 | 72.8534 | 153.629 | 85.7335 | 348.5857 | 85.7335 | 158.7365 | 85.7335 | 85.7335 | 85.7335 | 183.2478 | 83.6175
|  | 5409 | 8 | 321 | 9 | 226 | 14 | 2 | 33 | 21.19 | 1.89 | 189 | 99576 | 12.96 | 29.9489 | 77.4239 | 0.2 | 75.2984 | 75.2984 | 93.7659 | 75.2984 | 79.4183 | 75.2984 | 75.2984 | 75.2984 | 121.9334 | 117.1378 | 137.9051 | 117.1378 | 127.7598 | 117.1378 | 117.1378 | 117.1378 | 151.2166 | 140.3147
|  | 5410 | 8 | 322 | 10 | 226 | 14 | 2 | 33 | 22.68 | 1.94 | 196 | 99563 | 12.894 | 39.3003 | 63.8742 | 0.2 | 122.9094 | 122.9094 | 675.2933 | 122.9094 | 393.8275 | 122.9094 | 122.9094 | 122.9094 | 263.8221 | 99.3084 | 845.9845 | 99.3084 | 646.9581 | 99.3084 | 99.3084 | 99.3084 | 576.0978 | 72.5222
|  | 5411 | 8 | 323 | 11 | 226 | 14 | 2 | 33 | 23.57 | 2.29 | 208 | 99530 | 12.593 | 47.4878 | 47.2877 | 0.2 | 164.543 | 164.543 | 418.5275 | 164.543 | 399.0143 | 164.543 | 164.543 | 164.543 | 286.4603 | 185.6303 | 631.8508 | 185.6303 | 618.0528 | 185.6303 | 272.6624 | 185.6303 | 562.2026 | 185.1361
|  | 5412 | 8 | 324 | 12 | 226 | 14 | 2 | 33 | 24.46 | 2.64 | 220 | 99497 | 12.211 | 53.4563 | 26.365 | 0.2 | 183.781 | 183.781 | 312.815 | 183.781 | 444.1178 | 183.781 | 183.781 | 183.781 | 312.6601 | 219.5294 | 587.9868 | 219.5294 | 680.8319 | 219.5294 | 405.5052 | 219.5294 | 622.7903 | 230.7468
|  | 5413 | 8 | 325 | 13 | 226 | 14 | 2 | 33 | 25.35 | 2.99 | 233 | 99464 | 11.747 | 55.861 | 1.4614 | 0.2 | 163.8787 | 163.8787 | 175.2937 | 163.8787 | 611.3215 | 163.8787 | 163.8787 | 163.8787 | 290.2786 | 139.896 | 614.7401 | 139.896 | 923.0582 | 139.896 | 598.5968 | 139.896 | 772.1123 | 111.9964
|  | 5414 | 8 | 326 | 14 | 226 | 14 | 2 | 33 | 25.89 | 3.35 | 234 | 99428 | 11.732 | 53.9306 | -23.7131 | 0.2 | 162.1333 | 162.1333 | 162.1333 | 162.1333 | 595.7879 | 162.1333 | 352.6122 | 162.1333 | 292.2009 | 139.0405 | 464.152 | 139.0405 | 905.4811 | 139.0405 | 733.5299 | 139.0405 | 762.1876 | 111.9316
|  | 5415 | 8 | 327 | 15 | 226 | 14 | 2 | 33 | 26.42 | 3.71 | 235 | 99392 | 11.695 | 48.2968 | -45.1597 | 0.2 | 157.9073 | 157.9073 | 157.9073 | 157.9073 | 517.3195 | 157.9073 | 519.3293 | 157.9073 | 294.0543 | 143.7179 | 292.6332 | 143.7179 | 802.3399 | 143.7179 | 803.761 | 143.7179 | 693.6009 | 121.5809
|  | 5416 | 8 | 328 | 16 | 226 | 14 | 2 | 33 | 26.96 | 4.07 | 237 | 99356 | 11.648 | 40.2988 | -62.1806 | 0.2 | 147.4489 | 147.4489 | 147.4489 | 147.4489 | 410.1877 | 147.4489 | 645.3681 | 147.4489 | 291.1792 | 139.3708 | 139.3708 | 139.3708 | 662.7479 | 139.3708 | 829.0456 | 139.3708 | 597.112 | 119.6838
|  | 5417 | 8 | 329 | 17 | 226 | 14 | 2 | 33 | 26.08 | 3.31 | 236 | 99337 | 11.736 | 31.0393 | -76.002 | 0.2 | 121.9345 | 121.9345 | 121.9345 | 121.9345 | 277.4594 | 121.9345 | 745.8012 | 121.9345 | 279.9823 | 116.3541 | 116.3541 | 116.3541 | 499.9276 | 116.3541 | 831.0953 | 116.3541 | 487.5901 | 100.66
|  | 5418 | 8 | 330 | 18 | 226 | 14 | 2 | 33 | 25.21 | 2.56 | 235 | 99317 | 11.79 | 21.2289 | -87.959 | 0.2 | 99.2689 | 99.2689 | 99.2689 | 99.2689 | 119.9141 | 99.2689 | 678.5721 | 99.2689 | 252.0964 | 107.4713 | 107.4713 | 107.4713 | 281.2931 | 107.4713 | 676.324 | 107.4713 | 326.8045 | 101.6285
|  | 5419 | 8 | 331 | 19 | 226 | 14 | 2 | 33 | 24.34 | 1.81 | 234 | 99297 | 11.803 | 11.3407 | -99.0586 | 0.2 | 139.3444 | 54.2475 | 54.2475 | 54.2475 | 54.2475 | 54.2475 | 587.9938 | 54.2475 | 199.1432 | 62.3206 | 62.3206 | 62.3206 | 78.798 | 62.3206 | 516.3863 | 62.3206 | 170.4431 | 62.0435
|  | 5420 | 8 | 332 | 20 | 226 | 14 | 2 | 33 | 23.44 | 2.03 | 224 | 99310 | 11.22 | 1.7504 | -110.0495 | 0.2 | 53.3578 | 16.4075 | 16.4075 | 16.4075 | 16.4075 | 16.4075 | 117.6554 | 16.4075 | 53.6796 | 25.2228 | 25.2228 | 25.2228 | 25.2228 | 25.2228 | 99.1449 | 25.2228 | 33.2938 | 30
|  | 5421 | 8 | 333 | 21 | 226 | 14 | 2 | 33 | 22.54 | 2.26 | 215 | 99324 | 10.659 | 0 | -121.5313 | 0.2 | 0 | 0 | 0 | 0 | 0 | 0 | 0 | 0 | 0 | 0 | 0 | 0 | 0 | 0 | 0 | 0 | 0 | 0
|  | 5422 | 8 | 334 | 22 | 226 | 14 | 2 | 33 | 21.63 | 2.48 | 205 | 99337 | 10.119 | 0 | -134.0011 | 0.2 | 0 | 0 | 0 | 0 | 0 | 0 | 0 | 0 | 0 | 0 | 0 | 0 | 0 | 0 | 0 | 0 | 0 | 0
|  | 5423 | 8 | 335 | 23 | 226 | 14 | 2 | 33 | 21.67 | 2.71 | 204 | 99327 | 10.152 | 0 | -147.804 | 0.2 | 0 | 0 | 0 | 0 | 0 | 0 | 0 | 0 | 0 | 0 | 0 | 0 | 0 | 0 | 0 | 0 | 0 | 0
|  | 5424 | 8 | 336 | 24 | 226 | 14 | 2 | 33 | 21.7 | 2.94 | 203 | 99317 | 10.18 | 0 | -162.978 | 0.2 | 0 | 0 | 0 | 0 | 0 | 0 | 0 | 0 | 0 | 0 | 0 | 0 | 0 | 0 | 0 | 0 | 0 | 0
|  | 5425 | 8 | 337 | 1 | 227 | 15 | 3 | 33 | 21.74 | 3.17 | 202 | 99307 | 10.213 | 0 | -179.1265 | 0.2 | 0 | 0 | 0 | 0 | 0 | 0 | 0 | 0 | 0 | 0 | 0 | 0 | 0 | 0 | 0 | 0 | 0 | 0
|  | 5426 | 8 | 338 | 2 | 227 | 15 | 3 | 33 | 21.83 | 3.45 | 206 | 99281 | 10.945 | 0 | 164.6521 | 0.2 | 0 | 0 | 0 | 0 | 0 | 0 | 0 | 0 | 0 | 0 | 0 | 0 | 0 | 0 | 0 | 0 | 0 | 0
|  | 5427 | 8 | 339 | 3 | 227 | 15 | 3 | 33 | 21.91 | 3.73 | 210 | 99255 | 11.679 | 0 | 149.2907 | 0.2 | 0 | 0 | 0 | 0 | 0 | 0 | 0 | 0 | 0 | 0 | 0 | 0 | 0 | 0 | 0 | 0 | 0 | 0
|  | 5428 | 8 | 340 | 4 | 227 | 15 | 3 | 33 | 22 | 4.01 | 214 | 99229 | 12.429 | 0 | 135.2933 | 0.2 | 0 | 0 | 0 | 0 | 0 | 0 | 0 | 0 | 0 | 0 | 0 | 0 | 0 | 0 | 0 | 0 | 0 | 0
|  | 5429 | 8 | 341 | 5 | 227 | 15 | 3 | 33 | 22.23 | 3.87 | 214 | 99242 | 12.533 | 0 | 122.6648 | 0.2 | 0 | 0 | 0 | 0 | 0 | 0 | 0 | 0 | 0 | 0 | 0 | 0 | 0 | 0 | 0 | 0 | 0 | 0
|  | 5430 | 8 | 342 | 6 | 227 | 15 | 3 | 33 | 22.46 | 3.73 | 214 | 99255 | 12.637 | 0.49141 | 111.0793 | 0.2 | 0 | 0 | 0 | 0 | 0 | 0 | 0 | 0 | 0 | 0 | 0 | 0 | 0 | 0 | 0 | 0 | 0 | 0
|  | 5431 | 8 | 343 | 7 | 227 | 15 | 3 | 33 | 22.69 | 3.59 | 214 | 99268 | 12.741 | 10.0366 | 100.0476 | 0.2 | 93.0844 | 34.6722 | 364.3439 | 34.6722 | 34.6722 | 34.6722 | 34.6722 | 34.6722 | 118.9619 | 35.7582 | 310.7714 | 35.7582 | 36.3547 | 35.7582 | 35.7582 | 35.7582 | 89.1212 | 29.8655
|  | 5432 | 8 | 344 | 8 | 227 | 15 | 3 | 33 | 24.32 | 3.68 | 212 | 99261 | 13.247 | 19.9126 | 88.9794 | 0.2 | 18.1517 | 18.1517 | 18.1517 | 18.1517 | 18.1517 | 18.1517 | 18.1517 | 18.1517 | 28.8855 | 28.8855 | 28.8855 | 28.8855 | 28.8855 | 28.8855 | 28.8855 | 28.8855 | 35 | 35
|  | 5433 | 8 | 345 | 9 | 227 | 15 | 3 | 33 | 25.95 | 3.78 | 211 | 99255 | 13.703 | 29.7473 | 77.1472 | 0.2 | 69.1946 | 69.1946 | 82.0668 | 69.1946 | 72.1316 | 69.1946 | 69.1946 | 69.1946 | 111.2903 | 108.0317 | 122.469 | 108.0317 | 115.4438 | 108.0317 | 108.0317 | 108.0317 | 137.1114 | 129.5661
|  | 5434 | 8 | 346 | 10 | 227 | 15 | 3 | 33 | 27.58 | 3.88 | 209 | 99248 | 14.094 | 39.0823 | 63.5835 | 0.2 | 141.401 | 141.401 | 398.6362 | 141.401 | 269.1858 | 141.401 | 141.401 | 141.401 | 245.2891 | 170.6959 | 517.5393 | 170.6959 | 426.004 | 170.6959 | 170.6959 | 170.6959 | 408.5406 | 175.2652
|  | 5435 | 8 | 347 | 11 | 227 | 15 | 3 | 33 | 28.74 | 4.23 | 211 | 99189 | 14.054 | 47.2416 | 47.0013 | 0.2 | 164.0412 | 164.0412 | 315.4752 | 164.0412 | 305.2494 | 164.0412 | 164.0412 | 164.0412 | 270.0067 | 211.5168 | 476.936 | 211.5168 | 469.7053 | 211.5168 | 262.776 | 211.5168 | 452.452 | 228.5266
|  | 5436 | 8 | 348 | 12 | 227 | 15 | 3 | 33 | 29.89 | 4.57 | 213 | 99130 | 13.921 | 53.1741 | 26.1368 | 0.2 | 184.1643 | 184.1643 | 257.6513 | 184.1643 | 333.9267 | 184.1643 | 184.1643 | 184.1643 | 300.4346 | 248.801 | 458.2958 | 248.801 | 512.2306 | 248.801 | 354.3695 | 248.801 | 501.4818 | 278.6984
|  | 5437 | 8 | 349 | 13 | 227 | 15 | 3 | 33 | 31.05 | 4.92 | 214 | 99071 | 13.7 | 55.5515 | 1.3727 | 0.2 | 180.8172 | 180.8172 | 183.5662 | 180.8172 | 295.5386 | 180.8172 | 180.8172 | 180.8172 | 287.392 | 250.2199 | 370.4561 | 250.2199 | 449.6325 | 250.2199 | 366.5684 | 250.2199 | 449.2319 | 281.9412
|  | 5438 | 8 | 350 | 14 | 227 | 15 | 3 | 33 | 31.33 | 4.82 | 219 | 99016 | 13.894 | 53.6199 | -23.642 | 0.2 | 188.7776 | 188.7776 | 188.7776 | 188.7776 | 400.1122 | 188.7776 | 281.2918 | 188.7776 | 308.3655 | 236.3795 | 392.3842 | 236.3795 | 607.2378 | 236.3795 | 523.2191 | 236.3795 | 565.7977 | 252.6594
|  | 5439 | 8 | 351 | 15 | 227 | 15 | 3 | 33 | 31.6 | 4.72 | 224 | 98960 | 14.079 | 48.0036 | -44.9937 | 0.2 | 159.2142 | 159.2142 | 159.2142 | 159.2142 | 200.7172 | 159.2142 | 200.7081 | 159.2142 | 256.5045 | 239.7571 | 256.5109 | 239.7571 | 315.1986 | 239.7571 | 315.1922 | 239.7571 | 348.4013 | 283.2138
|  | 5440 | 8 | 352 | 16 | 227 | 15 | 3 | 33 | 31.88 | 4.62 | 229 | 98904 | 14.277 | 40.0244 | -61.9824 | 0.2 | 160.2667 | 160.2667 | 160.2667 | 160.2667 | 322.6395 | 160.2667 | 465.4197 | 160.2667 | 282.1957 | 191.7398 | 191.7398 | 191.7398 | 511.8256 | 191.7398 | 612.7864 | 191.7398 | 487.5118 | 197.215
|  | 5441 | 8 | 353 | 17 | 227 | 15 | 3 | 33 | 30.62 | 3.66 | 220 | 98875 | 14.542 | 30.7772 | -75.8016 | 0.2 | 123.5249 | 123.5249 | 123.5249 | 123.5249 | 171.0451 | 123.5249 | 311.3458 | 123.5249 | 215.3729 | 167.3837 | 167.3837 | 167.3837 | 282.5766 | 167.3837 | 381.7842 | 167.3837 | 300.3454 | 184.9582
|  | 5442 | 8 | 354 | 18 | 227 | 15 | 3 | 33 | 29.37 | 2.71 | 212 | 98845 | 14.699 | 20.9715 | -87.7672 | 0.2 | 86.6343 | 86.6343 | 86.6343 | 86.6343 | 93.0651 | 86.6343 | 251.5724 | 86.6343 | 160.2063 | 120.0165 | 120.0165 | 120.0165 | 169.3009 | 120.0165 | 281.3825 | 120.0165 | 197.1106 | 133.8428
|  | 5443 | 8 | 355 | 19 | 227 | 15 | 3 | 33 | 28.11 | 1.75 | 203 | 98816 | 14.745 | 11.0814 | -98.879 | 0.2 | 29.9812 | 28.4499 | 28.4499 | 28.4499 | 28.4499 | 28.4499 | 38.2519 | 28.4499 | 47.2827 | 44.826 | 44.826 | 44.826 | 45.1172 | 44.826 | 53.131 | 44.826 | 56 | 54.0569
|  | 5444 | 8 | 356 | 20 | 227 | 15 | 3 | 33 | 27.03 | 2.18 | 203 | 98832 | 14.348 | 1.4838 | -109.8847 | 0.2 | 9.0188 | 7.0739 | 7.0739 | 7.0739 | 7.0739 | 7.0739 | 12.4513 | 7.0739 | 12.6528 | 11.1728 | 11.1728 | 11.1728 | 11.1728 | 11.1728 | 15.08 | 11.1728 | 13.6496 | 13.5014
|  | 5445 | 8 | 357 | 21 | 227 | 15 | 3 | 33 | 25.95 | 2.61 | 202 | 98848 | 13.936 | 0 | -121.3859 | 0.2 | 0 | 0 | 0 | 0 | 0 | 0 | 0 | 0 | 0 | 0 | 0 | 0 | 0 | 0 | 0 | 0 | 0 | 0
|  | 5446 | 8 | 358 | 22 | 227 | 15 | 3 | 33 | 24.86 | 3.03 | 201 | 98865 | 13.505 | 0 | -133.8835 | 0.2 | 0 | 0 | 0 | 0 | 0 | 0 | 0 | 0 | 0 | 0 | 0 | 0 | 0 | 0 | 0 | 0 | 0 | 0
|  | 5447 | 8 | 359 | 23 | 227 | 15 | 3 | 33 | 24.41 | 3.12 | 207 | 98891 | 13.836 | 0 | -147.7274 | 0.2 | 0 | 0 | 0 | 0 | 0 | 0 | 0 | 0 | 0 | 0 | 0 | 0 | 0 | 0 | 0 | 0 | 0 | 0
|  | 5448 | 8 | 360 | 24 | 227 | 15 | 3 | 33 | 23.95 | 3.21 | 213 | 98917 | 14.13 | 0 | -162.9578 | 0.2 | 0 | 0 | 0 | 0 | 0 | 0 | 0 | 0 | 0 | 0 | 0 | 0 | 0 | 0 | 0 | 0 | 0 | 0
|  | 5449 | 8 | 361 | 1 | 228 | 16 | 4 | 33 | 23.5 | 3.3 | 218 | 98943 | 14.406 | 0 | -179.1749 | 0.2 | 0 | 0 | 0 | 0 | 0 | 0 | 0 | 0 | 0 | 0 | 0 | 0 | 0 | 0 | 0 | 0 | 0 | 0
|  | 5450 | 8 | 362 | 2 | 228 | 16 | 4 | 33 | 22.54 | 4.05 | 233 | 98999 | 14.133 | 0 | 164.5381 | 0.2 | 0 | 0 | 0 | 0 | 0 | 0 | 0 | 0 | 0 | 0 | 0 | 0 | 0 | 0 | 0 | 0 | 0 | 0
|  | 5451 | 8 | 363 | 3 | 228 | 16 | 4 | 33 | 21.58 | 4.8 | 248 | 99055 | 13.838 | 0 | 149.1255 | 0.2 | 0 | 0 | 0 | 0 | 0 | 0 | 0 | 0 | 0 | 0 | 0 | 0 | 0 | 0 | 0 | 0 | 0 | 0
|  | 5452 | 8 | 364 | 4 | 228 | 16 | 4 | 33 | 20.62 | 5.56 | 263 | 99111 | 13.524 | 0 | 135.0941 | 0.2 | 0 | 0 | 0 | 0 | 0 | 0 | 0 | 0 | 0 | 0 | 0 | 0 | 0 | 0 | 0 | 0 | 0 | 0
|  | 5453 | 8 | 365 | 5 | 228 | 16 | 4 | 33 | 19.72 | 5.44 | 263 | 99170 | 13.087 | 0 | 122.4442 | 0.2 | 0 | 0 | 0 | 0 | 0 | 0 | 0 | 0 | 0 | 0 | 0 | 0 | 0 | 0 | 0 | 0 | 0 | 0
|  | 5454 | 8 | 366 | 6 | 228 | 16 | 4 | 33 | 18.82 | 5.33 | 264 | 99229 | 12.654 | 0.27865 | 110.8438 | 0.2 | 0 | 0 | 0 | 0 | 0 | 0 | 0 | 0 | 0 | 0 | 0 | 0 | 0 | 0 | 0 | 0 | 0 | 0
|  | 5455 | 8 | 367 | 7 | 228 | 16 | 4 | 33 | 17.92 | 5.21 | 264 | 99288 | 12.222 | 9.8349 | 99.7988 | 0.2 | 64.242 | 30.0681 | 227.9394 | 30.0681 | 30.0681 | 30.0681 | 30.0681 | 30.0681 | 81.8055 | 33.0264 | 197.5571 | 33.0264 | 33.4763 | 33.0264 | 33.0264 | 33.0264 | 63.6099 | 28.7996
|  | 5456 | 8 | 368 | 8 | 228 | 16 | 4 | 33 | 17.59 | 5.29 | 263 | 99350 | 11.731 | 19.7144 | 88.716 | 0.2 | 29.76 | 29.76 | 29.76 | 29.76 | 29.76 | 29.76 | 29.76 | 29.76 | 47.1825 | 47.1825 | 47.1825 | 47.1825 | 47.1825 | 47.1825 | 47.1825 | 47.1825 | 57 | 57
|  | 5457 | 8 | 369 | 9 | 228 | 16 | 4 | 33 | 17.27 | 5.36 | 261 | 99412 | 11.265 | 29.5432 | 76.8675 | 0.2 | 32.4603 | 32.4603 | 32.4603 | 32.4603 | 32.4603 | 32.4603 | 32.4603 | 32.4603 | 51.3848 | 51.3848 | 51.3848 | 51.3848 | 51.3848 | 51.3848 | 51.3848 | 51.3848 | 62 | 62
|  | 5458 | 8 | 370 | 10 | 228 | 16 | 4 | 33 | 16.94 | 5.43 | 260 | 99474 | 10.804 | 38.8616 | 63.2902 | 0.2 | 33.1234 | 33.1234 | 33.1234 | 33.1234 | 33.1234 | 33.1234 | 33.1234 | 33.1234 | 52.3122 | 52.3122 | 52.3122 | 52.3122 | 52.3122 | 52.3122 | 52.3122 | 52.3122 | 63 | 63
|  | 5459 | 8 | 371 | 11 | 228 | 16 | 4 | 33 | 17.63 | 5.48 | 259 | 99510 | 10.467 | 46.9921 | 46.7129 | 0.2 | 122.5066 | 122.5066 | 140.3803 | 122.5066 | 139.3423 | 122.5066 | 122.5066 | 122.5066 | 194.8767 | 188.1675 | 219.4199 | 188.1675 | 218.686 | 188.1675 | 194.1427 | 188.1675 | 250.1298 | 223.8058
|  | 5460 | 8 | 372 | 12 | 228 | 16 | 4 | 33 | 18.33 | 5.53 | 259 | 99546 | 10.083 | 52.8883 | 25.9073 | 0.2 | 114.0899 | 114.0899 | 119.8635 | 114.0899 | 125.9763 | 114.0899 | 114.0899 | 114.0899 | 179.9833 | 176.0385 | 192.4708 | 176.0385 | 196.7932 | 176.0385 | 184.3057 | 176.0385 | 227 | 209.5348
|  | 5461 | 8 | 373 | 13 | 228 | 16 | 4 | 33 | 19.02 | 5.57 | 258 | 99582 | 9.637 | 55.2383 | 1.2827 | 0.2 | 61.5221 | 61.5221 | 61.553 | 61.5221 | 62.9 | 61.5221 | 61.5221 | 61.5221 | 96.5934 | 96.1635 | 97.5895 | 96.1635 | 98.542 | 96.1635 | 97.5459 | 96.1635 | 117 | 115.0142
|  | 5462 | 8 | 374 | 14 | 228 | 16 | 4 | 33 | 19.53 | 5.71 | 263 | 99658 | 9.788 | 53.3053 | -23.5726 | 0.2 | 127.6217 | 127.6217 | 127.6217 | 127.6217 | 143.9738 | 127.6217 | 134.7565 | 127.6217 | 201.4924 | 196.127 | 208.01 | 196.127 | 224.6177 | 196.127 | 218.1 | 196.127 | 257 | 233.0601
|  | 5463 | 8 | 375 | 15 | 228 | 16 | 4 | 33 | 20.03 | 5.86 | 268 | 99733 | 9.933 | 47.7061 | -44.8288 | 0.2 | 176.5749 | 176.5749 | 176.5749 | 176.5749 | 342.8665 | 176.5749 | 341.8757 | 176.5749 | 290.8072 | 226.1454 | 291.5077 | 226.1454 | 525.979 | 226.1454 | 525.2784 | 226.1454 | 501.8915 | 244.1544
|  | 5464 | 8 | 376 | 16 | 228 | 16 | 4 | 33 | 20.54 | 6 | 273 | 99809 | 10.082 | 39.7457 | -61.7845 | 0.2 | 151.6764 | 151.6764 | 151.6764 | 151.6764 | 384.278 | 151.6764 | 585.1942 | 151.6764 | 282.6339 | 157.8231 | 157.8231 | 157.8231 | 611.5823 | 157.8231 | 753.6515 | 157.8231 | 556.3432 | 147.2324
|  | 5465 | 8 | 377 | 17 | 228 | 16 | 4 | 33 | 19.94 | 5.19 | 275 | 99831 | 9.715 | 30.511 | -75.6008 | 0.2 | 115.1831 | 115.1831 | 115.1831 | 115.1831 | 285.3667 | 115.1831 | 778.045 | 115.1831 | 268.6233 | 103.7885 | 103.7885 | 103.7885 | 509.2993 | 103.7885 | 857.6754 | 103.7885 | 488.4427 | 85.1475
|  | 5466 | 8 | 378 | 18 | 228 | 16 | 4 | 33 | 19.34 | 4.37 | 278 | 99854 | 9.361 | 20.7102 | -87.5745 | 0.2 | 97.8147 | 97.8147 | 97.8147 | 97.8147 | 120.8691 | 97.8147 | 642.0885 | 97.8147 | 236.979 | 107.6458 | 107.6458 | 107.6458 | 269.5828 | 107.6458 | 638.1406 | 107.6458 | 308.4747 | 102.5156
|  | 5467 | 8 | 379 | 19 | 228 | 16 | 4 | 33 | 18.74 | 3.56 | 280 | 99877 | 9.017 | 10.8183 | -98.6983 | 0.2 | 140.4113 | 51.8574 | 51.8574 | 51.8574 | 51.8574 | 51.8574 | 630.6729 | 51.8574 | 198.9064 | 57.1685 | 57.1685 | 57.1685 | 73.6722 | 57.1685 | 545.5737 | 57.1685 | 166.7035 | 54.8098
|  | 5468 | 8 | 380 | 20 | 228 | 16 | 4 | 33 | 18.03 | 2.98 | 276 | 99933 | 8.84 | 1.2133 | -109.7187 | 0.2 | 59.4942 | 14.0226 | 14.0226 | 14.0226 | 14.0226 | 14.0226 | 140.8896 | 14.0226 | 55.8918 | 21.7203 | 21.7203 | 21.7203 | 21.7203 | 21.7203 | 113.4471 | 21.7203 | 28.8542 | 26
|  | 5469 | 8 | 381 | 21 | 228 | 16 | 4 | 33 | 17.32 | 2.4 | 272 | 99989 | 8.659 | 0 | -121.2392 | 0.2 | 0 | 0 | 0 | 0 | 0 | 0 | 0 | 0 | 0 | 0 | 0 | 0 | 0 | 0 | 0 | 0 | 0 | 0
|  | 5470 | 8 | 382 | 22 | 228 | 16 | 4 | 33 | 16.61 | 1.82 | 268 | 100044 | 8.475 | 0 | -133.765 | 0.2 | 0 | 0 | 0 | 0 | 0 | 0 | 0 | 0 | 0 | 0 | 0 | 0 | 0 | 0 | 0 | 0 | 0 | 0
|  | 5471 | 8 | 383 | 23 | 228 | 16 | 4 | 33 | 16.29 | 1.69 | 259 | 100058 | 8.447 | 0 | -147.6506 | 0.2 | 0 | 0 | 0 | 0 | 0 | 0 | 0 | 0 | 0 | 0 | 0 | 0 | 0 | 0 | 0 | 0 | 0 | 0
|  | 5472 | 8 | 384 | 24 | 228 | 16 | 4 | 33 | 15.96 | 1.55 | 249 | 100071 | 8.412 | 0 | -162.9383 | 0.2 | 0 | 0 | 0 | 0 | 0 | 0 | 0 | 0 | 0 | 0 | 0 | 0 | 0 | 0 | 0 | 0 | 0 | 0
|  | 5473 | 8 | 385 | 1 | 229 | 17 | 5 | 33 | 15.63 | 1.42 | 240 | 100084 | 8.373 | 0 | -179.2252 | 0.2 | 0 | 0 | 0 | 0 | 0 | 0 | 0 | 0 | 0 | 0 | 0 | 0 | 0 | 0 | 0 | 0 | 0 | 0
|  | 5474 | 8 | 386 | 2 | 229 | 17 | 5 | 33 | 15.18 | 1.43 | 236 | 100117 | 8.428 | 0 | 164.4213 | 0.2 | 0 | 0 | 0 | 0 | 0 | 0 | 0 | 0 | 0 | 0 | 0 | 0 | 0 | 0 | 0 | 0 | 0 | 0
|  | 5475 | 8 | 387 | 3 | 229 | 17 | 5 | 33 | 14.73 | 1.43 | 231 | 100149 | 8.472 | 0 | 148.9569 | 0.2 | 0 | 0 | 0 | 0 | 0 | 0 | 0 | 0 | 0 | 0 | 0 | 0 | 0 | 0 | 0 | 0 | 0 | 0
|  | 5476 | 8 | 388 | 4 | 229 | 17 | 5 | 33 | 14.28 | 1.43 | 227 | 100182 | 8.505 | 0 | 134.8912 | 0.2 | 0 | 0 | 0 | 0 | 0 | 0 | 0 | 0 | 0 | 0 | 0 | 0 | 0 | 0 | 0 | 0 | 0 | 0
|  | 5477 | 8 | 389 | 5 | 229 | 17 | 5 | 33 | 14.48 | 1.66 | 224 | 100195 | 8.656 | 0 | 122.2201 | 0.2 | 0 | 0 | 0 | 0 | 0 | 0 | 0 | 0 | 0 | 0 | 0 | 0 | 0 | 0 | 0 | 0 | 0 | 0
|  | 5478 | 8 | 390 | 6 | 229 | 17 | 5 | 33 | 14.68 | 1.89 | 222 | 100208 | 8.808 | 0.063943 | 110.6049 | 0.2 | 0 | 0 | 0 | 0 | 0 | 0 | 0 | 0 | 0 | 0 | 0 | 0 | 0 | 0 | 0 | 0 | 0 | 0
|  | 5479 | 8 | 391 | 7 | 229 | 17 | 5 | 33 | 14.87 | 2.11 | 219 | 100221 | 8.958 | 9.6313 | 99.5467 | 0.2 | 19.7588 | 16.1467 | 37.6238 | 16.1467 | 16.1467 | 16.1467 | 16.1467 | 16.1467 | 28.2593 | 23.0918 | 40.8917 | 23.0918 | 23.1511 | 23.0918 | 23.0918 | 23.0918 | 29.4874 | 25.7915
|  | 5480 | 8 | 392 | 8 | 229 | 17 | 5 | 33 | 15.91 | 2.23 | 235 | 100228 | 9.007 | 19.5139 | 88.4496 | 0.2 | 60.679 | 60.679 | 173.0693 | 60.679 | 63.7211 | 60.679 | 60.679 | 60.679 | 110.0277 | 84.0042 | 191.6506 | 84.0042 | 114.3298 | 84.0042 | 84.0042 | 84.0042 | 133.0634 | 93.2186
|  | 5481 | 8 | 393 | 9 | 229 | 17 | 5 | 33 | 16.96 | 2.35 | 251 | 100235 | 9.021 | 29.3367 | 76.585 | 0.2 | 103.5267 | 103.5267 | 695.8592 | 103.5267 | 244.8045 | 103.5267 | 103.5267 | 103.5267 | 236.1117 | 94.0105 | 754.8525 | 94.0105 | 435.9087 | 94.0105 | 94.0105 | 94.0105 | 418.523 | 76.2838
|  | 5482 | 8 | 394 | 10 | 229 | 17 | 5 | 33 | 18 | 2.47 | 266 | 100241 | 8.982 | 38.6381 | 62.9945 | 0.2 | 134.968 | 134.968 | 301.3427 | 134.968 | 219.7604 | 134.968 | 134.968 | 134.968 | 224.368 | 178.7735 | 401.9699 | 178.7735 | 344.2825 | 178.7735 | 178.7735 | 178.7735 | 344.4841 | 195.2114
|  | 5483 | 8 | 395 | 11 | 229 | 17 | 5 | 33 | 18.41 | 2.72 | 271 | 100248 | 8.959 | 46.7395 | 46.4228 | 0.2 | 150.2185 | 150.2185 | 226.1684 | 150.2185 | 222.4869 | 150.2185 | 150.2185 | 150.2185 | 240.2837 | 212.6095 | 345.0898 | 212.6095 | 342.4866 | 212.6095 | 237.6805 | 212.6095 | 353.4655 | 242.06
|  | 5484 | 8 | 396 | 12 | 229 | 17 | 5 | 33 | 18.81 | 2.97 | 275 | 100254 | 8.92 | 52.5989 | 25.677 | 0.2 | 64.9743 | 64.9743 | 65.7999 | 64.9743 | 66.6916 | 64.9743 | 64.9743 | 64.9743 | 102.1093 | 101.5614 | 103.9075 | 101.5614 | 104.538 | 101.5614 | 102.7398 | 101.5614 | 124 | 121.5078
|  | 5485 | 8 | 397 | 13 | 229 | 17 | 5 | 33 | 19.22 | 3.23 | 280 | 100261 | 8.88 | 54.9214 | 1.1916 | 0.2 | 148.3966 | 148.3966 | 148.9862 | 148.3966 | 176.7429 | 148.3966 | 148.3966 | 148.3966 | 234.4998 | 225.9953 | 254.9606 | 225.9953 | 274.5876 | 225.9953 | 254.1268 | 225.9953 | 308.0166 | 267.6431
|  | 5486 | 8 | 398 | 14 | 229 | 17 | 5 | 33 | 18.85 | 3.04 | 284 | 100264 | 9.067 | 52.9867 | -23.5048 | 0.2 | 85.0644 | 85.0644 | 85.0644 | 85.0644 | 89.938 | 85.0644 | 87.184 | 85.0644 | 133.8289 | 132.2905 | 135.7763 | 132.2905 | 140.7212 | 132.2905 | 138.7738 | 132.2905 | 165 | 157.9508
|  | 5487 | 8 | 399 | 15 | 229 | 17 | 5 | 33 | 18.48 | 2.86 | 289 | 100267 | 9.241 | 47.4046 | -44.665 | 0.2 | 147.3637 | 147.3637 | 147.3637 | 147.3637 | 556.6988 | 147.3637 | 551.9394 | 147.3637 | 271.4172 | 118.2217 | 274.7825 | 118.2217 | 850.3044 | 118.2217 | 846.939 | 118.2217 | 713.1011 | 87.115
|  | 5488 | 8 | 400 | 16 | 229 | 17 | 5 | 33 | 18.12 | 2.68 | 293 | 100271 | 9.406 | 39.463 | -61.5867 | 0.2 | 144.6032 | 144.6032 | 144.6032 | 144.6032 | 208.0265 | 144.6032 | 261.837 | 144.6032 | 237.4493 | 204.7046 | 204.7046 | 204.7046 | 327.1434 | 204.7046 | 365.1931 | 204.7046 | 343.0607 | 233.3294
|  | 5489 | 8 | 401 | 17 | 229 | 17 | 5 | 33 | 17.77 | 2.44 | 293 | 100277 | 9.15 | 30.2408 | -75.3995 | 0.2 | 115.9453 | 115.9453 | 115.9453 | 115.9453 | 286.0555 | 115.9453 | 768.9865 | 115.9453 | 264.2105 | 106.3168 | 106.3168 | 106.3168 | 504.7826 | 106.3168 | 846.2664 | 106.3168 | 481.9977 | 88.5921
|  | 5490 | 8 | 402 | 18 | 229 | 17 | 5 | 33 | 17.43 | 2.2 | 293 | 100284 | 8.905 | 20.445 | -87.3809 | 0.2 | 95.1644 | 95.1644 | 95.1644 | 95.1644 | 108.0301 | 95.1644 | 376.4217 | 95.1644 | 188.2288 | 123.1083 | 123.1083 | 123.1083 | 206.4237 | 123.1083 | 396.2052 | 123.1083 | 236.1578 | 131.1978
|  | 5491 | 8 | 403 | 19 | 229 | 17 | 5 | 33 | 17.09 | 1.96 | 293 | 100290 | 8.666 | 10.5514 | -98.5165 | 0.2 | 78.1154 | 50.5753 | 50.5753 | 50.5753 | 50.5753 | 50.5753 | 234.4886 | 50.5753 | 112.0966 | 68.1294 | 68.1294 | 68.1294 | 73.1491 | 68.1294 | 222.6692 | 68.1294 | 108.3495 | 73.7104
|  | 5492 | 8 | 404 | 20 | 229 | 17 | 5 | 33 | 16.47 | 1.62 | 286 | 100320 | 8.672 | 0.93905 | -109.5514 | 0.2 | 11.5393 | 7.3686 | 7.3686 | 7.3686 | 7.3686 | 7.3686 | 19.1128 | 7.3686 | 14.6395 | 11.5459 | 11.5459 | 11.5459 | 11.5459 | 11.5459 | 19.9948 | 11.5459 | 14.1179 | 13.9136
|  | 5493 | 8 | 405 | 21 | 229 | 17 | 5 | 33 | 15.85 | 1.28 | 279 | 100349 | 8.662 | 0 | -121.0914 | 0.2 | 0 | 0 | 0 | 0 | 0 | 0 | 0 | 0 | 0 | 0 | 0 | 0 | 0 | 0 | 0 | 0 | 0 | 0
|  | 5494 | 8 | 406 | 22 | 229 | 17 | 5 | 33 | 15.22 | 0.94 | 273 | 100379 | 8.632 | 0 | -133.6455 | 0.2 | 0 | 0 | 0 | 0 | 0 | 0 | 0 | 0 | 0 | 0 | 0 | 0 | 0 | 0 | 0 | 0 | 0 | 0
|  | 5495 | 8 | 407 | 23 | 229 | 17 | 5 | 33 | 14.83 | 1.03 | 268 | 100356 | 8.651 | 0 | -147.5733 | 0.2 | 0 | 0 | 0 | 0 | 0 | 0 | 0 | 0 | 0 | 0 | 0 | 0 | 0 | 0 | 0 | 0 | 0 | 0
|  | 5496 | 8 | 408 | 24 | 229 | 17 | 5 | 33 | 14.43 | 1.11 | 263 | 100333 | 8.659 | 0 | -162.9194 | 0.2 | 0 | 0 | 0 | 0 | 0 | 0 | 0 | 0 | 0 | 0 | 0 | 0 | 0 | 0 | 0 | 0 | 0 | 0
|  | 5497 | 8 | 409 | 1 | 230 | 18 | 6 | 33 | 14.03 | 1.2 | 258 | 100310 | 8.659 | 0 | -179.2771 | 0.2 | 0 | 0 | 0 | 0 | 0 | 0 | 0 | 0 | 0 | 0 | 0 | 0 | 0 | 0 | 0 | 0 | 0 | 0
|  | 5498 | 8 | 410 | 2 | 230 | 18 | 6 | 33 | 13.77 | 1.06 | 216 | 100290 | 8.752 | 0 | 164.3018 | 0.2 | 0 | 0 | 0 | 0 | 0 | 0 | 0 | 0 | 0 | 0 | 0 | 0 | 0 | 0 | 0 | 0 | 0 | 0
|  | 5499 | 8 | 411 | 3 | 230 | 18 | 6 | 33 | 13.52 | 0.91 | 174 | 100271 | 8.844 | 0 | 148.7849 | 0.2 | 0 | 0 | 0 | 0 | 0 | 0 | 0 | 0 | 0 | 0 | 0 | 0 | 0 | 0 | 0 | 0 | 0 | 0
|  | 5500 | 8 | 412 | 4 | 230 | 18 | 6 | 33 | 13.26 | 0.77 | 133 | 100251 | 8.927 | 0 | 134.6848 | 0.2 | 0 | 0 | 0 | 0 | 0 | 0 | 0 | 0 | 0 | 0 | 0 | 0 | 0 | 0 | 0 | 0 | 0 | 0
|  | 5501 | 8 | 413 | 5 | 230 | 18 | 6 | 33 | 13.51 | 1.1 | 117 | 100238 | 9.077 | 0 | 121.9925 | 0.2 | 0 | 0 | 0 | 0 | 0 | 0 | 0 | 0 | 0 | 0 | 0 | 0 | 0 | 0 | 0 | 0 | 0 | 0
|  | 5502 | 8 | 414 | 6 | 230 | 18 | 6 | 33 | 13.77 | 1.43 | 101 | 100225 | 9.238 | 0 | 110.3627 | 0.2 | 0 | 0 | 0 | 0 | 0 | 0 | 0 | 0 | 0 | 0 | 0 | 0 | 0 | 0 | 0 | 0 | 0 | 0
|  | 5503 | 8 | 415 | 7 | 230 | 18 | 6 | 33 | 14.02 | 1.75 | 85 | 100212 | 9.393 | 9.4256 | 99.2916 | 0.2 | 45.1446 | 23.8877 | 153.8147 | 23.8877 | 23.8877 | 23.8877 | 23.8877 | 23.8877 | 58.6982 | 28.2129 | 135.5396 | 28.2129 | 28.6364 | 28.2129 | 28.2129 | 28.2129 | 48.5188 | 26.663
|  | 5504 | 8 | 416 | 8 | 230 | 18 | 6 | 33 | 15.64 | 1.97 | 79 | 100202 | 9.176 | 19.3114 | 88.1802 | 0.2 | 69.9423 | 69.9423 | 345.1286 | 69.9423 | 78.6856 | 69.9423 | 69.9423 | 69.9423 | 144.1907 | 82.1524 | 344.9592 | 82.1524 | 156.5556 | 82.1524 | 82.1524 | 82.1524 | 176.4912 | 80.0124
|  | 5505 | 8 | 417 | 9 | 230 | 18 | 6 | 33 | 17.26 | 2.19 | 73 | 100192 | 8.784 | 29.1279 | 76.2998 | 0.2 | 112.7033 | 112.7033 | 540.9722 | 112.7033 | 217.1059 | 112.7033 | 112.7033 | 112.7033 | 219.6844 | 119.8194 | 596.34 | 119.8194 | 367.3319 | 119.8194 | 119.8194 | 119.8194 | 355.3209 | 109.688
|  | 5506 | 8 | 418 | 10 | 230 | 18 | 6 | 33 | 18.88 | 2.41 | 68 | 100182 | 8.187 | 38.4118 | 62.6965 | 0.2 | 122.3379 | 122.3379 | 679.5291 | 122.3379 | 409.9689 | 122.3379 | 122.3379 | 122.3379 | 249.0262 | 100.8353 | 846.4057 | 100.8353 | 655.7979 | 100.8353 | 100.8353 | 100.8353 | 573.3622 | 76.1576
|  | 5507 | 8 | 419 | 11 | 230 | 18 | 6 | 33 | 19.77 | 2.13 | 71 | 100120 | 8.089 | 46.4836 | 46.1313 | 0.2 | 127.5948 | 127.5948 | 574.3356 | 127.5948 | 557.033 | 127.5948 | 127.5948 | 127.5948 | 245.5724 | 87.7553 | 865.1245 | 87.7553 | 852.8898 | 87.7553 | 233.3376 | 87.7553 | 706.1925 | 53.5671
|  | 5508 | 8 | 420 | 12 | 230 | 18 | 6 | 33 | 20.67 | 1.85 | 74 | 100058 | 7.951 | 52.3061 | 25.446 | 0.2 | 134.8021 | 134.8021 | 380.891 | 134.8021 | 651.9928 | 134.8021 | 134.8021 | 134.8021 | 245.3169 | 86.9053 | 785.0371 | 86.9053 | 976.735 | 86.9053 | 437.0148 | 86.9053 | 789.8211 | 48.6025
|  | 5509 | 8 | 421 | 13 | 230 | 18 | 6 | 33 | 21.56 | 1.57 | 77 | 99995 | 7.765 | 54.6008 | 1.0996 | 0.2 | 141.295 | 141.295 | 151.6722 | 141.295 | 681.9419 | 141.295 | 141.295 | 141.295 | 248.7264 | 92.9647 | 638.3594 | 92.9647 | 1013.3167 | 92.9647 | 623.6837 | 92.9647 | 814.5118 | 53.5844
|  | 5510 | 8 | 422 | 14 | 230 | 18 | 6 | 33 | 21.81 | 1.32 | 67 | 99946 | 7.825 | 52.6642 | -23.4384 | 0.2 | 139.0265 | 139.0265 | 139.0265 | 139.0265 | 662.5363 | 139.0265 | 365.9859 | 139.0265 | 250.4438 | 91.6787 | 460.1366 | 91.6787 | 990.7984 | 91.6787 | 781.1056 | 91.6787 | 801.1513 | 53.1138
|  | 5511 | 8 | 423 | 15 | 230 | 18 | 6 | 33 | 22.06 | 1.08 | 57 | 99897 | 7.883 | 47.099 | -44.5021 | 0.2 | 136.3373 | 136.3373 | 136.3373 | 136.3373 | 578.2119 | 136.3373 | 570.5988 | 136.3373 | 256.8548 | 97.8883 | 262.2381 | 97.8883 | 881.7598 | 97.8883 | 876.3765 | 97.8883 | 730.1406 | 63.4534
|  | 5512 | 8 | 424 | 16 | 230 | 18 | 6 | 33 | 22.32 | 0.83 | 47 | 99848 | 7.947 | 39.1763 | -61.3891 | 0.2 | 128.2939 | 128.2939 | 128.2939 | 128.2939 | 447.3748 | 128.2939 | 713.2642 | 128.2939 | 260.851 | 102.523 | 102.523 | 102.523 | 712.0995 | 102.523 | 900.1118 | 102.523 | 617.7801 | 74.7895
|  | 5513 | 8 | 425 | 17 | 230 | 18 | 6 | 33 | 21.57 | 1.14 | 41 | 99809 | 8.86 | 29.9667 | -75.1977 | 0.2 | 122.7696 | 122.7696 | 122.7696 | 122.7696 | 277.0513 | 122.7696 | 706.6094 | 122.7696 | 259.0876 | 121.9785 | 121.9785 | 121.9785 | 477.2749 | 121.9785 | 781.0183 | 121.9785 | 456.3208 | 108.1375
|  | 5514 | 8 | 426 | 18 | 230 | 18 | 6 | 33 | 20.83 | 1.46 | 34 | 99769 | 9.68 | 20.1762 | -87.1864 | 0.2 | 97.8114 | 97.8114 | 97.8114 | 97.8114 | 114.697 | 97.8114 | 441.3896 | 97.8114 | 199.6772 | 122.2372 | 122.2372 | 122.2372 | 223.557 | 122.2372 | 454.5636 | 122.2372 | 253.5557 | 127.1535
|  | 5515 | 8 | 427 | 19 | 230 | 18 | 6 | 33 | 20.08 | 1.78 | 27 | 99730 | 10.404 | 10.2809 | -98.3334 | 0.2 | 110.2792 | 61.2396 | 61.2396 | 61.2396 | 61.2396 | 61.2396 | 396.0258 | 61.2396 | 158.2726 | 80.1985 | 80.1985 | 80.1985 | 88.9202 | 80.1985 | 360.3261 | 80.1985 | 147.3739 | 86
|  | 5516 | 8 | 428 | 20 | 230 | 18 | 6 | 33 | 18.83 | 1.87 | 38 | 99717 | 9.91 | 0.66126 | -109.3828 | 0.2 | 27.7513 | 12.3366 | 12.3366 | 12.3366 | 12.3366 | 12.3366 | 56.151 | 12.3366 | 29.1516 | 17.8727 | 17.8727 | 17.8727 | 17.8727 | 17.8727 | 49.2332 | 17.8727 | 20.5361 | 20
|  | 5517 | 8 | 429 | 21 | 230 | 18 | 6 | 33 | 17.58 | 1.95 | 49 | 99704 | 9.424 | 0 | -120.9423 | 0.2 | 0 | 0 | 0 | 0 | 0 | 0 | 0 | 0 | 0 | 0 | 0 | 0 | 0 | 0 | 0 | 0 | 0 | 0
|  | 5518 | 8 | 430 | 22 | 230 | 18 | 6 | 33 | 16.33 | 2.04 | 61 | 99691 | 8.948 | 0 | -133.525 | 0.2 | 0 | 0 | 0 | 0 | 0 | 0 | 0 | 0 | 0 | 0 | 0 | 0 | 0 | 0 | 0 | 0 | 0 | 0
|  | 5519 | 8 | 431 | 23 | 230 | 18 | 6 | 33 | 16.05 | 1.89 | 76 | 99655 | 9.018 | 0 | -147.4955 | 0.2 | 0 | 0 | 0 | 0 | 0 | 0 | 0 | 0 | 0 | 0 | 0 | 0 | 0 | 0 | 0 | 0 | 0 | 0
|  | 5520 | 8 | 432 | 24 | 230 | 18 | 6 | 33 | 15.76 | 1.74 | 92 | 99618 | 9.076 | 0 | -162.901 | 0.2 | 0 | 0 | 0 | 0 | 0 | 0 | 0 | 0 | 0 | 0 | 0 | 0 | 0 | 0 | 0 | 0 | 0 | 0
|  | 5521 | 8 | 433 | 1 | 231 | 19 | 7 | 33 | 15.47 | 1.59 | 107 | 99582 | 9.129 | 0 | -179.3307 | 0.2 | 0 | 0 | 0 | 0 | 0 | 0 | 0 | 0 | 0 | 0 | 0 | 0 | 0 | 0 | 0 | 0 | 0 | 0
|  | 5522 | 8 | 434 | 2 | 231 | 19 | 7 | 33 | 14.66 | 1.32 | 131 | 99560 | 9.036 | 0 | 164.1795 | 0.2 | 0 | 0 | 0 | 0 | 0 | 0 | 0 | 0 | 0 | 0 | 0 | 0 | 0 | 0 | 0 | 0 | 0 | 0
|  | 5523 | 8 | 435 | 3 | 231 | 19 | 7 | 33 | 13.85 | 1.06 | 155 | 99537 | 8.927 | 0 | 148.6097 | 0.2 | 0 | 0 | 0 | 0 | 0 | 0 | 0 | 0 | 0 | 0 | 0 | 0 | 0 | 0 | 0 | 0 | 0 | 0
|  | 5524 | 8 | 436 | 4 | 231 | 19 | 7 | 33 | 13.04 | 0.8 | 179 | 99514 | 8.801 | 0 | 134.4751 | 0.2 | 0 | 0 | 0 | 0 | 0 | 0 | 0 | 0 | 0 | 0 | 0 | 0 | 0 | 0 | 0 | 0 | 0 | 0
|  | 5525 | 8 | 437 | 5 | 231 | 19 | 7 | 33 | 13.65 | 1.33 | 186 | 99504 | 9.096 | 0 | 121.7616 | 0.2 | 0 | 0 | 0 | 0 | 0 | 0 | 0 | 0 | 0 | 0 | 0 | 0 | 0 | 0 | 0 | 0 | 0 | 0
|  | 5526 | 8 | 438 | 6 | 231 | 19 | 7 | 33 | 14.26 | 1.87 | 193 | 99494 | 9.397 | 0 | 110.1175 | 0.2 | 0 | 0 | 0 | 0 | 0 | 0 | 0 | 0 | 0 | 0 | 0 | 0 | 0 | 0 | 0 | 0 | 0 | 0
|  | 5527 | 8 | 439 | 7 | 231 | 19 | 7 | 33 | 14.86 | 2.4 | 199 | 99484 | 9.701 | 9.2181 | 99.0336 | 0.2 | 9.2665 | 9.2665 | 9.2665 | 9.2665 | 9.2665 | 9.2665 | 9.2665 | 9.2665 | 14.8068 | 14.8068 | 14.8068 | 14.8068 | 14.8068 | 14.8068 | 14.8068 | 14.8068 | 18 | 18
|  | 5528 | 8 | 440 | 8 | 231 | 19 | 7 | 33 | 17.04 | 2.3 | 215 | 99471 | 10.042 | 19.1066 | 87.9081 | 0.2 | 49.8673 | 49.8673 | 92.7893 | 49.8673 | 51.4351 | 49.8673 | 49.8673 | 49.8673 | 84.0003 | 74.5882 | 115.4594 | 74.5882 | 86.2175 | 74.5882 | 74.5882 | 74.5882 | 101.9803 | 87.1017
|  | 5529 | 8 | 441 | 9 | 231 | 19 | 7 | 33 | 19.22 | 2.2 | 230 | 99458 | 10.241 | 28.9165 | 76.0121 | 0.2 | 79.0229 | 79.0229 | 107.6584 | 79.0229 | 86.1561 | 79.0229 | 79.0229 | 79.0229 | 128.7567 | 122.2736 | 154.0491 | 122.2736 | 138.8446 | 122.2736 | 122.2736 | 122.2736 | 162.5607 | 146.2588
|  | 5530 | 8 | 442 | 10 | 231 | 19 | 7 | 33 | 21.4 | 2.1 | 246 | 99445 | 10.255 | 38.1826 | 62.3965 | 0.2 | 132.0118 | 132.0118 | 285.5667 | 132.0118 | 212.3003 | 132.0118 | 132.0118 | 132.0118 | 215.5853 | 175.9994 | 380.9375 | 175.9994 | 329.1303 | 175.9994 | 175.9994 | 175.9994 | 328.8174 | 192.546
|  | 5531 | 8 | 443 | 11 | 231 | 19 | 7 | 33 | 22.14 | 2.38 | 248 | 99396 | 9.867 | 46.2246 | 45.8386 | 0.2 | 96.3814 | 96.3814 | 104.2337 | 96.3814 | 104.0072 | 96.3814 | 96.3814 | 96.3814 | 152.2556 | 149.5699 | 163.2003 | 149.5699 | 163.0401 | 149.5699 | 152.0954 | 149.5699 | 190 | 178.576
|  | 5532 | 8 | 444 | 12 | 231 | 19 | 7 | 33 | 22.89 | 2.66 | 250 | 99347 | 9.426 | 52.0098 | 25.2145 | 0.2 | 175.6252 | 175.6252 | 233.7683 | 175.6252 | 299.1045 | 175.6252 | 175.6252 | 175.6252 | 278.3147 | 242.0589 | 406.7412 | 242.0589 | 452.9409 | 242.0589 | 324.5144 | 242.0589 | 447.5776 | 272.8249
|  | 5533 | 8 | 445 | 13 | 231 | 19 | 7 | 33 | 23.63 | 2.94 | 252 | 99297 | 8.912 | 54.2767 | 1.007 | 0.2 | 137.167 | 137.167 | 146.9353 | 137.167 | 692.9161 | 137.167 | 137.167 | 137.167 | 239.9088 | 86.3857 | 639.79 | 86.3857 | 1025.8568 | 86.3857 | 625.9756 | 86.3857 | 819.545 | 46.6814
|  | 5534 | 8 | 446 | 14 | 231 | 19 | 7 | 33 | 23.33 | 3.31 | 248 | 99271 | 9.134 | 52.3381 | -23.3733 | 0.2 | 144.5653 | 144.5653 | 144.5653 | 144.5653 | 655.0625 | 144.5653 | 365.1949 | 144.5653 | 250.7244 | 102.1999 | 455.6918 | 102.1999 | 972.6765 | 102.1999 | 767.7091 | 102.1999 | 785.5754 | 65.0328
|  | 5535 | 8 | 447 | 15 | 231 | 19 | 7 | 33 | 23.03 | 3.69 | 243 | 99245 | 9.345 | 46.7896 | -44.3403 | 0.2 | 155.9166 | 155.9166 | 155.9166 | 155.9166 | 230.1644 | 155.9166 | 228.474 | 155.9166 | 246.6973 | 221.0558 | 247.8926 | 221.0558 | 351.6995 | 221.0558 | 350.5043 | 221.0558 | 362.1218 | 251.6114
|  | 5536 | 8 | 448 | 16 | 231 | 19 | 7 | 33 | 22.74 | 4.07 | 239 | 99219 | 9.551 | 38.8857 | -61.1916 | 0.2 | 156.7692 | 156.7692 | 156.7692 | 156.7692 | 334.0088 | 156.7692 | 479.0556 | 156.7692 | 270.478 | 186.0549 | 186.0549 | 186.0549 | 521.1326 | 186.0549 | 623.6962 | 186.0549 | 487.4153 | 190.7834
|  | 5537 | 8 | 449 | 17 | 231 | 19 | 7 | 33 | 21.52 | 3.47 | 241 | 99212 | 9.998 | 29.689 | -74.9955 | 0.2 | 131.9428 | 131.9428 | 131.9428 | 131.9428 | 262.8553 | 131.9428 | 620.3605 | 131.9428 | 256.9303 | 145.6452 | 145.6452 | 145.6452 | 442.0685 | 145.6452 | 694.8629 | 145.6452 | 428.4855 | 140.1921
|  | 5538 | 8 | 450 | 18 | 231 | 19 | 7 | 33 | 20.31 | 2.86 | 242 | 99206 | 10.333 | 19.9037 | -86.991 | 0.2 | 94.7438 | 94.7438 | 94.7438 | 94.7438 | 124.7197 | 94.7438 | 664.998 | 94.7438 | 228.5927 | 103.5904 | 103.5904 | 103.5904 | 270.985 | 103.5904 | 653.0194 | 103.5904 | 305.2351 | 98.4793
|  | 5539 | 8 | 451 | 19 | 231 | 19 | 7 | 33 | 19.09 | 2.26 | 244 | 99199 | 10.553 | 10.007 | -98.1492 | 0.2 | 96.337 | 60.7778 | 60.7778 | 60.7778 | 60.7778 | 60.7778 | 309.0999 | 60.7778 | 138.2233 | 81.7798 | 81.7798 | 81.7798 | 87.935 | 81.7798 | 288.6694 | 81.7798 | 132.8788 | 88.6148
|  | 5540 | 8 | 452 | 20 | 231 | 19 | 7 | 33 | 18.18 | 2.4 | 238 | 99215 | 10.503 | 0.38004 | -109.2129 | 0.2 | 56.5379 | 8.2991 | 8.2991 | 8.2991 | 8.2991 | 8.2991 | 146.7214 | 8.2991 | 48.987 | 14.1894 | 14.1894 | 14.1894 | 14.1894 | 14.1894 | 112.7563 | 14.1894 | 19.4186 | 18.4463
|  | 5541 | 8 | 453 | 21 | 231 | 19 | 7 | 33 | 17.27 | 2.55 | 233 | 99232 | 10.423 | 0 | -120.7919 | 0.2 | 0 | 0 | 0 | 0 | 0 | 0 | 0 | 0 | 0 | 0 | 0 | 0 | 0 | 0 | 0 | 0 | 0 | 0
|  | 5542 | 8 | 454 | 22 | 231 | 19 | 7 | 33 | 16.35 | 2.69 | 227 | 99248 | 10.306 | 0 | -133.4034 | 0.2 | 0 | 0 | 0 | 0 | 0 | 0 | 0 | 0 | 0 | 0 | 0 | 0 | 0 | 0 | 0 | 0 | 0 | 0
|  | 5543 | 8 | 455 | 23 | 231 | 19 | 7 | 33 | 16.32 | 3.09 | 227 | 99229 | 10.472 | 0 | -147.4172 | 0.2 | 0 | 0 | 0 | 0 | 0 | 0 | 0 | 0 | 0 | 0 | 0 | 0 | 0 | 0 | 0 | 0 | 0 | 0
|  | 5544 | 8 | 456 | 24 | 231 | 19 | 7 | 33 | 16.28 | 3.49 | 228 | 99209 | 10.629 | 0 | -162.883 | 0.2 | 0 | 0 | 0 | 0 | 0 | 0 | 0 | 0 | 0 | 0 | 0 | 0 | 0 | 0 | 0 | 0 | 0 | 0
|  | 5545 | 8 | 457 | 1 | 232 | 20 | 1 | 34 | 16.24 | 3.89 | 229 | 99189 | 10.786 | 0 | -179.3858 | 0.2 | 0 | 0 | 0 | 0 | 0 | 0 | 0 | 0 | 0 | 0 | 0 | 0 | 0 | 0 | 0 | 0 | 0 | 0
|  | 5546 | 8 | 458 | 2 | 232 | 20 | 1 | 34 | 15.82 | 3.78 | 232 | 99193 | 10.594 | 0 | 164.0546 | 0.2 | 0 | 0 | 0 | 0 | 0 | 0 | 0 | 0 | 0 | 0 | 0 | 0 | 0 | 0 | 0 | 0 | 0 | 0
|  | 5547 | 8 | 459 | 3 | 232 | 20 | 1 | 34 | 15.4 | 3.68 | 235 | 99196 | 10.403 | 0 | 148.4313 | 0.2 | 0 | 0 | 0 | 0 | 0 | 0 | 0 | 0 | 0 | 0 | 0 | 0 | 0 | 0 | 0 | 0 | 0 | 0
|  | 5548 | 8 | 460 | 4 | 232 | 20 | 1 | 34 | 14.98 | 3.57 | 238 | 99199 | 10.214 | 0 | 134.262 | 0.2 | 0 | 0 | 0 | 0 | 0 | 0 | 0 | 0 | 0 | 0 | 0 | 0 | 0 | 0 | 0 | 0 | 0 | 0
|  | 5549 | 8 | 461 | 5 | 232 | 20 | 1 | 34 | 14.97 | 3.49 | 241 | 99206 | 10.236 | 0 | 121.5275 | 0.2 | 0 | 0 | 0 | 0 | 0 | 0 | 0 | 0 | 0 | 0 | 0 | 0 | 0 | 0 | 0 | 0 | 0 | 0
|  | 5550 | 8 | 462 | 6 | 232 | 20 | 1 | 34 | 14.96 | 3.4 | 244 | 99212 | 10.26 | 0 | 109.8692 | 0.2 | 0 | 0 | 0 | 0 | 0 | 0 | 0 | 0 | 0 | 0 | 0 | 0 | 0 | 0 | 0 | 0 | 0 | 0
|  | 5551 | 8 | 463 | 7 | 232 | 20 | 1 | 34 | 14.94 | 3.31 | 247 | 99219 | 10.275 | 9.0085 | 98.7727 | 0.2 | 2.5528 | 2.5528 | 2.5528 | 2.5528 | 2.5528 | 2.5528 | 2.5528 | 2.5528 | 4.098 | 4.098 | 4.098 | 4.098 | 4.098 | 4.098 | 4.098 | 4.098 | 5 | 5
|  | 5552 | 8 | 464 | 8 | 232 | 20 | 1 | 34 | 15.2 | 3.19 | 250 | 99229 | 10.183 | 18.8998 | 87.6334 | 0.2 | 45.931 | 45.931 | 77.2431 | 45.931 | 47.2251 | 45.931 | 45.931 | 45.931 | 75.7889 | 69.117 | 98.845 | 69.117 | 77.619 | 69.117 | 69.117 | 69.117 | 91.5954 | 80.8659
|  | 5553 | 8 | 465 | 9 | 232 | 20 | 1 | 34 | 15.46 | 3.07 | 252 | 99238 | 10.086 | 28.7027 | 75.7221 | 0.2 | 96.758 | 96.758 | 728.0241 | 96.758 | 257.4063 | 96.758 | 96.758 | 96.758 | 222.8814 | 84.2771 | 782.8495 | 84.2771 | 450.0725 | 84.2771 | 84.2771 | 84.2771 | 423.463 | 66.7986
|  | 5554 | 8 | 466 | 10 | 232 | 20 | 1 | 34 | 15.72 | 2.95 | 255 | 99248 | 9.981 | 37.9506 | 62.0947 | 0.2 | 121.9974 | 121.9974 | 677.4807 | 121.9974 | 416.1762 | 121.9974 | 121.9974 | 121.9974 | 239.8633 | 101.2394 | 840.6651 | 101.2394 | 655.8949 | 101.2394 | 101.2394 | 101.2394 | 567.1556 | 76.9331
|  | 5555 | 8 | 467 | 11 | 232 | 20 | 1 | 34 | 16.07 | 2.97 | 256 | 99206 | 9.622 | 45.9623 | 45.5448 | 0.2 | 144.6547 | 144.6547 | 515.7773 | 144.6547 | 508.7853 | 144.6547 | 144.6547 | 144.6547 | 251.8514 | 129.1257 | 771.754 | 129.1257 | 766.8099 | 129.1257 | 246.9073 | 129.1257 | 644.7855 | 107.0946
|  | 5556 | 8 | 468 | 12 | 232 | 20 | 1 | 34 | 16.42 | 3 | 258 | 99163 | 9.242 | 51.7102 | 24.9828 | 0.2 | 145.4545 | 145.4545 | 159.386 | 145.4545 | 175.3541 | 145.4545 | 145.4545 | 145.4545 | 229.8435 | 221.4409 | 260.8368 | 221.4409 | 272.128 | 221.4409 | 241.1347 | 221.4409 | 304.1582 | 262.3754
|  | 5557 | 8 | 469 | 13 | 232 | 20 | 1 | 34 | 16.77 | 3.02 | 259 | 99120 | 8.837 | 53.9492 | 0.91387 | 0.2 | 182.2477 | 182.2477 | 187.5023 | 182.2477 | 511.6617 | 182.2477 | 182.2477 | 182.2477 | 288.2603 | 201.1459 | 524.9067 | 201.1459 | 754.122 | 201.1459 | 517.4756 | 201.1459 | 651.1063 | 198.494
|  | 5558 | 8 | 470 | 14 | 232 | 20 | 1 | 34 | 17.15 | 2.66 | 260 | 99084 | 8.651 | 52.0083 | -23.3094 | 0.2 | 174.6026 | 174.6026 | 174.6026 | 174.6026 | 236.1066 | 174.6026 | 201.1024 | 174.6026 | 277.7552 | 260.6153 | 302.5069 | 260.6153 | 364.735 | 260.6153 | 339.9833 | 260.6153 | 392.5704 | 306.827
|  | 5559 | 8 | 471 | 15 | 232 | 20 | 1 | 34 | 17.52 | 2.29 | 261 | 99048 | 8.445 | 46.4765 | -44.1794 | 0.2 | 168.9438 | 168.9438 | 168.9438 | 168.9438 | 465.3486 | 168.9438 | 456.9774 | 168.9438 | 283.6093 | 185.4859 | 289.5287 | 185.4859 | 702.789 | 185.4859 | 696.8696 | 185.4859 | 618.4559 | 183.2836
|  | 5560 | 8 | 472 | 16 | 232 | 20 | 1 | 34 | 17.9 | 1.93 | 261 | 99012 | 8.228 | 38.5915 | -60.9944 | 0.2 | 148.4645 | 148.4645 | 148.4645 | 148.4645 | 229.9777 | 148.4645 | 295.4842 | 148.4645 | 244.716 | 207.4925 | 207.4925 | 207.4925 | 359.9931 | 207.4925 | 406.3132 | 207.4925 | 369.8163 | 235.6611
|  | 5561 | 8 | 473 | 17 | 232 | 20 | 1 | 34 | 17.48 | 1.6 | 272 | 98993 | 8.336 | 29.4076 | -74.7927 | 0.2 | 128.8592 | 128.8592 | 128.8592 | 128.8592 | 214.8018 | 128.8592 | 445.0214 | 128.8592 | 230.7031 | 160.892 | 160.892 | 160.892 | 352.2443 | 160.892 | 515.0341 | 160.892 | 353.5053 | 168.8349
|  | 5562 | 8 | 474 | 18 | 232 | 20 | 1 | 34 | 17.07 | 1.27 | 282 | 98973 | 8.436 | 19.6278 | -86.7946 | 0.2 | 82.5582 | 82.5582 | 82.5582 | 82.5582 | 92.1492 | 82.5582 | 253.819 | 82.5582 | 150.8457 | 114.3721 | 114.3721 | 114.3721 | 164.4095 | 114.3721 | 278.7274 | 114.3721 | 188.8028 | 127.6302
|  | 5563 | 8 | 475 | 19 | 232 | 20 | 1 | 34 | 16.66 | 0.94 | 292 | 98953 | 8.526 | 9.7296 | -97.9639 | 0.2 | 42.5477 | 34.6481 | 34.6481 | 34.6481 | 34.6481 | 34.6481 | 91.1148 | 34.6481 | 64.4468 | 51.9481 | 51.9481 | 51.9481 | 53.2752 | 51.9481 | 98.7889 | 51.9481 | 70.5142 | 60.7379
|  | 5564 | 8 | 476 | 20 | 232 | 20 | 1 | 34 | 15.97 | 1.08 | 322 | 98960 | 8.389 | 0.095502 | -109.0418 | 0.2 | 1.5336 | 1.5336 | 1.5336 | 1.5336 | 1.5336 | 1.5336 | 1.5336 | 1.5336 | 2.4601 | 2.4601 | 2.4601 | 2.4601 | 2.4601 | 2.4601 | 2.4601 | 2.4601 | 3 | 3
|  | 5565 | 8 | 477 | 21 | 232 | 20 | 1 | 34 | 15.29 | 1.21 | 352 | 98966 | 8.251 | 0 | -120.6401 | 0.2 | 0 | 0 | 0 | 0 | 0 | 0 | 0 | 0 | 0 | 0 | 0 | 0 | 0 | 0 | 0 | 0 | 0 | 0
|  | 5566 | 8 | 478 | 22 | 232 | 20 | 1 | 34 | 14.6 | 1.35 | 22 | 98973 | 8.102 | 0 | -133.2806 | 0.2 | 0 | 0 | 0 | 0 | 0 | 0 | 0 | 0 | 0 | 0 | 0 | 0 | 0 | 0 | 0 | 0 | 0 | 0
|  | 5567 | 8 | 479 | 23 | 232 | 20 | 1 | 34 | 14.05 | 1.38 | 25 | 98960 | 8.29 | 0 | -147.3383 | 0.2 | 0 | 0 | 0 | 0 | 0 | 0 | 0 | 0 | 0 | 0 | 0 | 0 | 0 | 0 | 0 | 0 | 0 | 0
|  | 5568 | 8 | 480 | 24 | 232 | 20 | 1 | 34 | 13.49 | 1.42 | 28 | 98947 | 8.446 | 0 | -162.8654 | 0.2 | 0 | 0 | 0 | 0 | 0 | 0 | 0 | 0 | 0 | 0 | 0 | 0 | 0 | 0 | 0 | 0 | 0 | 0
|  | 5569 | 8 | 481 | 1 | 233 | 21 | 2 | 34 | 12.93 | 1.45 | 31 | 98934 | 8.58 | 0 | -179.4424 | 0.2 | 0 | 0 | 0 | 0 | 0 | 0 | 0 | 0 | 0 | 0 | 0 | 0 | 0 | 0 | 0 | 0 | 0 | 0
|  | 5570 | 8 | 482 | 2 | 233 | 21 | 2 | 34 | 12.87 | 1.65 | 33 | 98911 | 8.759 | 0 | 163.9273 | 0.2 | 0 | 0 | 0 | 0 | 0 | 0 | 0 | 0 | 0 | 0 | 0 | 0 | 0 | 0 | 0 | 0 | 0 | 0
|  | 5571 | 8 | 483 | 3 | 233 | 21 | 2 | 34 | 12.81 | 1.85 | 36 | 98888 | 8.938 | 0 | 148.2497 | 0.2 | 0 | 0 | 0 | 0 | 0 | 0 | 0 | 0 | 0 | 0 | 0 | 0 | 0 | 0 | 0 | 0 | 0 | 0
|  | 5572 | 8 | 484 | 4 | 233 | 21 | 2 | 34 | 12.75 | 2.06 | 38 | 98865 | 9.114 | 0 | 134.0457 | 0.2 | 0 | 0 | 0 | 0 | 0 | 0 | 0 | 0 | 0 | 0 | 0 | 0 | 0 | 0 | 0 | 0 | 0 | 0
|  | 5573 | 8 | 485 | 5 | 233 | 21 | 2 | 34 | 13.05 | 2.25 | 42 | 98871 | 9.288 | 0 | 121.2903 | 0.2 | 0 | 0 | 0 | 0 | 0 | 0 | 0 | 0 | 0 | 0 | 0 | 0 | 0 | 0 | 0 | 0 | 0 | 0
|  | 5574 | 8 | 486 | 6 | 233 | 21 | 2 | 34 | 13.36 | 2.44 | 46 | 98878 | 9.472 | 0 | 109.618 | 0.2 | 0 | 0 | 0 | 0 | 0 | 0 | 0 | 0 | 0 | 0 | 0 | 0 | 0 | 0 | 0 | 0 | 0 | 0
|  | 5575 | 8 | 487 | 7 | 233 | 21 | 2 | 34 | 13.66 | 2.63 | 51 | 98884 | 9.653 | 8.797 | 98.5091 | 0.2 | 2.5525 | 2.5525 | 2.5525 | 2.5525 | 2.5525 | 2.5525 | 2.5525 | 2.5525 | 4.0978 | 4.0978 | 4.0978 | 4.0978 | 4.0978 | 4.0978 | 4.0978 | 4.0978 | 5 | 5
|  | 5576 | 8 | 488 | 8 | 233 | 21 | 2 | 34 | 14.47 | 2.54 | 53 | 98894 | 10.011 | 18.6907 | 87.3562 | 0.2 | 16.0522 | 16.0522 | 16.0522 | 16.0522 | 16.0522 | 16.0522 | 16.0522 | 16.0522 | 25.5666 | 25.5666 | 25.5666 | 25.5666 | 25.5666 | 25.5666 | 25.5666 | 25.5666 | 31 | 31
|  | 5577 | 8 | 489 | 9 | 233 | 21 | 2 | 34 | 15.29 | 2.44 | 56 | 98904 | 10.381 | 28.4865 | 75.43 | 0.2 | 30.3288 | 30.3288 | 30.3288 | 30.3288 | 30.3288 | 30.3288 | 30.3288 | 30.3288 | 48.0433 | 48.0433 | 48.0433 | 48.0433 | 48.0433 | 48.0433 | 48.0433 | 48.0433 | 58 | 58
|  | 5578 | 8 | 490 | 10 | 233 | 21 | 2 | 34 | 16.1 | 2.34 | 59 | 98914 | 10.752 | 37.7158 | 61.7913 | 0.2 | 64.3128 | 64.3128 | 67.7484 | 64.3128 | 66.1557 | 64.3128 | 64.3128 | 64.3128 | 101.6611 | 100.8323 | 105.3935 | 100.8323 | 104.2673 | 100.8323 | 100.8323 | 100.8323 | 124 | 120.9851
|  | 5579 | 8 | 491 | 11 | 233 | 21 | 2 | 34 | 16.76 | 2.03 | 48 | 98907 | 10.876 | 45.6969 | 45.2504 | 0.2 | 95.4033 | 95.4033 | 103.1255 | 95.4033 | 103.0583 | 95.4033 | 95.4033 | 95.4033 | 150.5677 | 148.1026 | 161.4409 | 148.1026 | 161.3934 | 148.1026 | 150.5201 | 148.1026 | 188 | 176.8589
|  | 5580 | 8 | 492 | 12 | 233 | 21 | 2 | 34 | 17.41 | 1.71 | 38 | 98901 | 10.98 | 51.4072 | 24.7511 | 0.2 | 150.4484 | 150.4484 | 166.8702 | 150.4484 | 186.0683 | 150.4484 | 150.4484 | 150.4484 | 237.7745 | 228.2097 | 274.5736 | 228.2097 | 288.1487 | 228.2097 | 251.3496 | 228.2097 | 319.2472 | 270.1006
|  | 5581 | 8 | 493 | 13 | 233 | 21 | 2 | 34 | 18.07 | 1.39 | 28 | 98894 | 11.079 | 53.6183 | 0.82049 | 0.2 | 155.7529 | 155.7529 | 156.2768 | 155.7529 | 192.3323 | 155.7529 | 155.7529 | 155.7529 | 245.4395 | 236.1948 | 271.6754 | 236.1948 | 297.1705 | 236.1948 | 270.9346 | 236.1948 | 329.033 | 279.3798
|  | 5582 | 8 | 494 | 14 | 233 | 21 | 2 | 34 | 17.74 | 1.76 | 14 | 98943 | 10.274 | 51.6751 | -23.2466 | 0.2 | 76.2924 | 76.2924 | 76.2924 | 76.2924 | 79.7837 | 76.2924 | 77.7921 | 76.2924 | 119.8848 | 118.9544 | 121.293 | 118.9544 | 124.8222 | 118.9544 | 123.414 | 118.9544 | 147 | 142.193
|  | 5583 | 8 | 495 | 15 | 233 | 21 | 2 | 34 | 17.41 | 2.13 | 360 | 98993 | 9.501 | 46.1597 | -44.0193 | 0.2 | 68.2268 | 68.2268 | 68.2268 | 68.2268 | 70.4168 | 68.2268 | 70.3431 | 68.2268 | 107.4256 | 106.7318 | 107.4778 | 106.7318 | 110.5228 | 106.7318 | 110.4707 | 106.7318 | 131 | 127.8287
|  | 5584 | 8 | 496 | 16 | 233 | 21 | 2 | 34 | 17.08 | 2.5 | 346 | 99042 | 8.756 | 38.2936 | -60.7973 | 0.2 | 50.0403 | 50.0403 | 50.0403 | 50.0403 | 50.2326 | 50.0403 | 50.3844 | 50.0403 | 78.8772 | 78.7931 | 78.7931 | 78.7931 | 79.1493 | 78.7931 | 79.2566 | 78.7931 | 95 | 94.6887
|  | 5585 | 8 | 497 | 17 | 233 | 21 | 2 | 34 | 16.52 | 2.23 | 339 | 99065 | 8.922 | 29.1228 | -74.5895 | 0.2 | 44.5949 | 44.5949 | 44.5949 | 44.5949 | 44.705 | 44.5949 | 44.9943 | 44.5949 | 70.4825 | 70.3971 | 70.3971 | 70.3971 | 70.6382 | 70.3971 | 70.8428 | 70.3971 | 85 | 84.7692
|  | 5586 | 8 | 498 | 18 | 233 | 21 | 2 | 34 | 15.97 | 1.97 | 332 | 99088 | 9.069 | 19.3486 | -86.5974 | 0.2 | 15.532 | 15.532 | 15.532 | 15.532 | 15.532 | 15.532 | 15.532 | 15.532 | 24.7402 | 24.7402 | 24.7402 | 24.7402 | 24.7402 | 24.7402 | 24.7402 | 24.7402 | 30 | 30
|  | 5587 | 8 | 499 | 19 | 233 | 21 | 2 | 34 | 15.41 | 1.71 | 326 | 99111 | 9.188 | 9.4491 | -97.7773 | 0.2 | 10.3078 | 10.3078 | 10.3078 | 10.3078 | 10.3078 | 10.3078 | 10.3078 | 10.3078 | 16.4603 | 16.4603 | 16.4603 | 16.4603 | 16.4603 | 16.4603 | 16.4603 | 16.4603 | 20 | 20
|  | 5588 | 8 | 500 | 20 | 233 | 21 | 2 | 34 | 14.95 | 1.62 | 318 | 99130 | 9.268 | 0 | -108.8692 | 0.2 | 4.7521 | 4.0782 | 4.0782 | 4.0782 | 4.0782 | 4.0782 | 6.0498 | 4.0782 | 6.9331 | 6.4616 | 6.4616 | 6.4616 | 6.4616 | 6.4616 | 7.8508 | 6.4616 | 7.8184 | 7.8184
|  | 5589 | 8 | 501 | 21 | 233 | 21 | 2 | 34 | 14.49 | 1.54 | 311 | 99150 | 9.334 | 0 | -120.487 | 0.2 | 0 | 0 | 0 | 0 | 0 | 0 | 0 | 0 | 0 | 0 | 0 | 0 | 0 | 0 | 0 | 0 | 0 | 0
|  | 5590 | 8 | 502 | 22 | 233 | 21 | 2 | 34 | 14.03 | 1.45 | 304 | 99170 | 9.387 | 0 | -133.1567 | 0.2 | 0 | 0 | 0 | 0 | 0 | 0 | 0 | 0 | 0 | 0 | 0 | 0 | 0 | 0 | 0 | 0 | 0 | 0
|  | 5591 | 8 | 503 | 23 | 233 | 21 | 2 | 34 | 14.09 | 1.55 | 288 | 99156 | 9.572 | 0 | -147.2588 | 0.2 | 0 | 0 | 0 | 0 | 0 | 0 | 0 | 0 | 0 | 0 | 0 | 0 | 0 | 0 | 0 | 0 | 0 | 0
|  | 5592 | 8 | 504 | 24 | 233 | 21 | 2 | 34 | 14.14 | 1.65 | 273 | 99143 | 9.751 | 0 | -162.848 | 0.2 | 0 | 0 | 0 | 0 | 0 | 0 | 0 | 0 | 0 | 0 | 0 | 0 | 0 | 0 | 0 | 0 | 0 | 0
|  | 5593 | 8 | 505 | 1 | 234 | 22 | 3 | 34 | 14.2 | 1.75 | 257 | 99130 | 9.939 | 0 | -179.5004 | 0.2 | 0 | 0 | 0 | 0 | 0 | 0 | 0 | 0 | 0 | 0 | 0 | 0 | 0 | 0 | 0 | 0 | 0 | 0
|  | 5594 | 8 | 506 | 2 | 234 | 22 | 3 | 34 | 14.15 | 2.25 | 249 | 99120 | 9.931 | 0 | 163.7975 | 0.2 | 0 | 0 | 0 | 0 | 0 | 0 | 0 | 0 | 0 | 0 | 0 | 0 | 0 | 0 | 0 | 0 | 0 | 0
|  | 5595 | 8 | 507 | 3 | 234 | 22 | 3 | 34 | 14.11 | 2.74 | 240 | 99111 | 9.931 | 0 | 148.0652 | 0.2 | 0 | 0 | 0 | 0 | 0 | 0 | 0 | 0 | 0 | 0 | 0 | 0 | 0 | 0 | 0 | 0 | 0 | 0
|  | 5596 | 8 | 508 | 4 | 234 | 22 | 3 | 34 | 14.06 | 3.24 | 232 | 99101 | 9.923 | 0 | 133.8263 | 0.2 | 0 | 0 | 0 | 0 | 0 | 0 | 0 | 0 | 0 | 0 | 0 | 0 | 0 | 0 | 0 | 0 | 0 | 0
|  | 5597 | 8 | 509 | 5 | 234 | 22 | 3 | 34 | 14.23 | 3.32 | 226 | 99094 | 9.992 | 0 | 121.0501 | 0.2 | 0 | 0 | 0 | 0 | 0 | 0 | 0 | 0 | 0 | 0 | 0 | 0 | 0 | 0 | 0 | 0 | 0 | 0
|  | 5598 | 8 | 510 | 6 | 234 | 22 | 3 | 34 | 14.41 | 3.41 | 220 | 99088 | 10.067 | 0 | 109.364 | 0.2 | 0 | 0 | 0 | 0 | 0 | 0 | 0 | 0 | 0 | 0 | 0 | 0 | 0 | 0 | 0 | 0 | 0 | 0
|  | 5599 | 8 | 511 | 7 | 234 | 22 | 3 | 34 | 14.58 | 3.49 | 214 | 99081 | 10.137 | 8.5835 | 98.243 | 0.2 | 2.5523 | 2.5523 | 2.5523 | 2.5523 | 2.5523 | 2.5523 | 2.5523 | 2.5523 | 4.0977 | 4.0977 | 4.0977 | 4.0977 | 4.0977 | 4.0977 | 4.0977 | 4.0977 | 5 | 5
|  | 5600 | 8 | 512 | 8 | 234 | 22 | 3 | 34 | 15.38 | 4.05 | 215 | 99088 | 10.316 | 18.4795 | 87.0767 | 0.2 | 42.9554 | 42.9554 | 68.0901 | 42.9554 | 44.2389 | 42.9554 | 42.9554 | 42.9554 | 69.9151 | 64.8753 | 88.5956 | 64.8753 | 71.7302 | 64.8753 | 64.8753 | 64.8753 | 84.4058 | 75.9949
|  | 5601 | 8 | 513 | 9 | 234 | 22 | 3 | 34 | 16.18 | 4.61 | 216 | 99094 | 10.483 | 28.2678 | 75.1359 | 0.2 | 74.6272 | 74.6272 | 97.1794 | 74.6272 | 80.6127 | 74.6272 | 74.6272 | 74.6272 | 120.5384 | 115.899 | 140.7177 | 115.899 | 129.0032 | 115.899 | 115.899 | 115.899 | 151.3436 | 138.7969
|  | 5602 | 8 | 514 | 10 | 234 | 22 | 3 | 34 | 16.98 | 5.17 | 217 | 99101 | 10.635 | 37.4782 | 61.4866 | 0.2 | 129.0625 | 129.0625 | 274.7176 | 129.0625 | 208.1909 | 129.0625 | 129.0625 | 129.0625 | 206.7371 | 172.8213 | 365.683 | 172.8213 | 318.6416 | 172.8213 | 172.8213 | 172.8213 | 316.427 | 189.3344
|  | 5603 | 8 | 515 | 11 | 234 | 22 | 3 | 34 | 17.88 | 5.26 | 217 | 99097 | 10.522 | 45.4283 | 44.9554 | 0.2 | 135.1041 | 135.1041 | 164.7195 | 135.1041 | 164.7657 | 135.1041 | 135.1041 | 135.1041 | 214.7427 | 205.6316 | 256.6579 | 205.6316 | 256.6906 | 205.6316 | 214.7753 | 205.6316 | 286.4763 | 243.9297
|  | 5604 | 8 | 516 | 12 | 234 | 22 | 3 | 34 | 18.78 | 5.34 | 217 | 99094 | 10.355 | 51.1009 | 24.5197 | 0.2 | 179.6346 | 179.6346 | 283.5473 | 179.6346 | 407.4423 | 179.6346 | 179.6346 | 179.6346 | 281.9289 | 223.5843 | 516.4907 | 223.5843 | 604.0977 | 223.5843 | 369.5359 | 223.5843 | 548.9205 | 238.601
|  | 5605 | 8 | 517 | 13 | 234 | 22 | 3 | 34 | 19.68 | 5.42 | 217 | 99091 | 10.129 | 53.2841 | 0.72703 | 0.2 | 189.6494 | 189.6494 | 191.9849 | 189.6494 | 373.6916 | 189.6494 | 189.6494 | 189.6494 | 298.3451 | 253.9769 | 430.1339 | 253.9769 | 558.62 | 253.9769 | 426.8311 | 253.9769 | 530.484 | 283.6958
|  | 5606 | 8 | 518 | 14 | 234 | 22 | 3 | 34 | 19.93 | 5.18 | 219 | 99111 | 10.319 | 51.3385 | -23.1847 | 0.2 | 163.5534 | 163.5534 | 163.5534 | 163.5534 | 599.8458 | 163.5534 | 350.4103 | 163.5534 | 259.4884 | 148.5078 | 435.866 | 148.5078 | 876.499 | 148.5078 | 700.1214 | 148.5078 | 718.4795 | 125.2368
|  | 5607 | 8 | 519 | 15 | 234 | 22 | 3 | 34 | 20.18 | 4.93 | 221 | 99130 | 10.512 | 45.8395 | -43.86 | 0.2 | 172.2937 | 172.2937 | 172.2937 | 172.2937 | 429.5757 | 172.2937 | 419.5363 | 172.2937 | 276.5228 | 198.632 | 283.6217 | 198.632 | 640.3744 | 198.632 | 633.2755 | 198.632 | 568.1032 | 200.6671
|  | 5608 | 8 | 520 | 16 | 234 | 22 | 3 | 34 | 20.44 | 4.69 | 222 | 99150 | 10.716 | 37.9923 | -60.6002 | 0.2 | 146.4142 | 146.4142 | 146.4142 | 146.4142 | 244.6669 | 146.4142 | 320.7865 | 146.4142 | 236.3565 | 195.2899 | 195.2899 | 195.2899 | 375.3069 | 195.2899 | 429.1315 | 195.2899 | 370.5455 | 214.2158
|  | 5609 | 8 | 521 | 17 | 234 | 22 | 3 | 34 | 19.81 | 3.61 | 238 | 99166 | 10.355 | 28.8347 | -74.3857 | 0.2 | 95.7814 | 95.7814 | 95.7814 | 95.7814 | 107.9756 | 95.7814 | 139.4141 | 95.7814 | 156.2466 | 147.2324 | 147.2324 | 147.2324 | 173.4918 | 147.2324 | 195.7222 | 147.2324 | 200.5672 | 175.625
|  | 5610 | 8 | 522 | 18 | 234 | 22 | 3 | 34 | 19.19 | 2.53 | 254 | 99183 | 10.009 | 19.0661 | -86.3992 | 0.2 | 89.5303 | 89.5303 | 89.5303 | 89.5303 | 106.4805 | 89.5303 | 358.885 | 89.5303 | 170.5074 | 116.5352 | 116.5352 | 116.5352 | 194.4785 | 116.5352 | 372.9555 | 116.5352 | 217.7748 | 124.4964
|  | 5611 | 8 | 523 | 19 | 234 | 22 | 3 | 34 | 18.56 | 1.45 | 270 | 99199 | 9.668 | 9.1655 | -97.5895 | 0.2 | 42.9012 | 34.3641 | 34.3641 | 34.3641 | 34.3641 | 34.3641 | 98.4363 | 34.3641 | 64.822 | 51.4108 | 51.4108 | 51.4108 | 52.7487 | 51.4108 | 104.0913 | 51.4108 | 70.4925 | 60.0633
|  | 5612 | 8 | 524 | 20 | 234 | 22 | 3 | 34 | 17.81 | 1.48 | 219 | 99238 | 9.392 | 0 | -108.6953 | 0.2 | 8.2666 | 5.4084 | 5.4084 | 5.4084 | 5.4084 | 5.4084 | 13.8549 | 5.4084 | 10.448 | 8.4801 | 8.4801 | 8.4801 | 8.4801 | 8.4801 | 14.3995 | 8.4801 | 10.2228 | 10.2228
|  | 5613 | 8 | 525 | 21 | 234 | 22 | 3 | 34 | 17.06 | 1.51 | 168 | 99278 | 9.119 | 0 | -120.3324 | 0.2 | 0 | 0 | 0 | 0 | 0 | 0 | 0 | 0 | 0 | 0 | 0 | 0 | 0 | 0 | 0 | 0 | 0 | 0
|  | 5614 | 8 | 526 | 22 | 234 | 22 | 3 | 34 | 16.3 | 1.54 | 117 | 99317 | 8.842 | 0 | -133.0314 | 0.2 | 0 | 0 | 0 | 0 | 0 | 0 | 0 | 0 | 0 | 0 | 0 | 0 | 0 | 0 | 0 | 0 | 0 | 0
|  | 5615 | 8 | 527 | 23 | 234 | 22 | 3 | 34 | 15.83 | 1.49 | 129 | 99330 | 8.744 | 0 | -147.1784 | 0.2 | 0 | 0 | 0 | 0 | 0 | 0 | 0 | 0 | 0 | 0 | 0 | 0 | 0 | 0 | 0 | 0 | 0 | 0
|  | 5616 | 8 | 528 | 24 | 234 | 22 | 3 | 34 | 15.35 | 1.43 | 140 | 99343 | 8.636 | 0 | -162.8307 | 0.2 | 0 | 0 | 0 | 0 | 0 | 0 | 0 | 0 | 0 | 0 | 0 | 0 | 0 | 0 | 0 | 0 | 0 | 0
|  | 5617 | 8 | 529 | 1 | 235 | 23 | 4 | 34 | 14.87 | 1.37 | 152 | 99356 | 8.527 | 0 | -179.5596 | 0.2 | 0 | 0 | 0 | 0 | 0 | 0 | 0 | 0 | 0 | 0 | 0 | 0 | 0 | 0 | 0 | 0 | 0 | 0
|  | 5618 | 8 | 530 | 2 | 235 | 23 | 4 | 34 | 14.81 | 1.34 | 154 | 99389 | 8.361 | 0 | 163.6653 | 0.2 | 0 | 0 | 0 | 0 | 0 | 0 | 0 | 0 | 0 | 0 | 0 | 0 | 0 | 0 | 0 | 0 | 0 | 0
|  | 5619 | 8 | 531 | 3 | 235 | 23 | 4 | 34 | 14.74 | 1.31 | 155 | 99422 | 8.192 | 0 | 147.8779 | 0.2 | 0 | 0 | 0 | 0 | 0 | 0 | 0 | 0 | 0 | 0 | 0 | 0 | 0 | 0 | 0 | 0 | 0 | 0
|  | 5620 | 8 | 532 | 4 | 235 | 23 | 4 | 34 | 14.68 | 1.28 | 156 | 99455 | 8.029 | 0 | 133.6039 | 0.2 | 0 | 0 | 0 | 0 | 0 | 0 | 0 | 0 | 0 | 0 | 0 | 0 | 0 | 0 | 0 | 0 | 0 | 0
|  | 5621 | 8 | 533 | 5 | 235 | 23 | 4 | 34 | 14.78 | 1.5 | 153 | 99481 | 8.163 | 0 | 120.8071 | 0.2 | 0 | 0 | 0 | 0 | 0 | 0 | 0 | 0 | 0 | 0 | 0 | 0 | 0 | 0 | 0 | 0 | 0 | 0
|  | 5622 | 8 | 534 | 6 | 235 | 23 | 4 | 34 | 14.88 | 1.71 | 149 | 99507 | 8.298 | 0 | 109.1074 | 0.2 | 0 | 0 | 0 | 0 | 0 | 0 | 0 | 0 | 0 | 0 | 0 | 0 | 0 | 0 | 0 | 0 | 0 | 0
|  | 5623 | 8 | 535 | 7 | 235 | 23 | 4 | 34 | 14.97 | 1.93 | 146 | 99533 | 8.43 | 8.368 | 97.9745 | 0.2 | 24.1957 | 16.602 | 70.8089 | 16.602 | 16.602 | 16.602 | 16.602 | 16.602 | 33.0829 | 22.0201 | 66.0434 | 22.0201 | 22.3438 | 22.0201 | 22.0201 | 22.0201 | 31.1973 | 23.1458
|  | 5624 | 8 | 536 | 8 | 235 | 23 | 4 | 34 | 17 | 1.89 | 164 | 99569 | 8.794 | 18.2661 | 86.7951 | 0.2 | 55.1776 | 55.1776 | 156.3306 | 55.1776 | 60.8416 | 55.1776 | 55.1776 | 55.1776 | 96.3542 | 76.7143 | 171.8852 | 76.7143 | 104.3643 | 76.7143 | 76.7143 | 76.7143 | 118.6652 | 85.2262
|  | 5625 | 8 | 537 | 9 | 235 | 23 | 4 | 34 | 19.03 | 1.85 | 182 | 99605 | 9.078 | 28.0466 | 74.8401 | 0.2 | 96.8201 | 96.8201 | 256.7267 | 96.8201 | 140.1457 | 96.8201 | 96.8201 | 96.8201 | 162.72 | 130.945 | 306.4268 | 130.945 | 223.9916 | 130.945 | 130.945 | 130.945 | 232.4878 | 144.2257
|  | 5626 | 8 | 538 | 10 | 235 | 23 | 4 | 34 | 21.06 | 1.81 | 201 | 99641 | 9.257 | 37.2377 | 61.1806 | 0.2 | 132.3033 | 132.3033 | 588.5204 | 132.3033 | 383.3117 | 132.3033 | 132.3033 | 132.3033 | 229.3768 | 127.0072 | 729.4607 | 127.0072 | 584.3562 | 127.0072 | 127.0072 | 127.0072 | 504.4827 | 108.7019
|  | 5627 | 8 | 539 | 11 | 235 | 23 | 4 | 34 | 21.71 | 1.81 | 208 | 99655 | 9.009 | 45.1566 | 44.6601 | 0.2 | 128.4987 | 128.4987 | 568.6534 | 128.4987 | 573.9067 | 128.4987 | 128.4987 | 128.4987 | 223.7165 | 93.4509 | 849.9038 | 93.4509 | 853.6184 | 93.4509 | 227.4311 | 93.4509 | 692.1479 | 62.5167
|  | 5628 | 8 | 540 | 12 | 235 | 23 | 4 | 34 | 22.35 | 1.81 | 215 | 99668 | 8.719 | 50.7914 | 24.2888 | 0.2 | 129.6239 | 129.6239 | 376.8002 | 129.6239 | 677.3439 | 129.6239 | 129.6239 | 129.6239 | 214.558 | 81.026 | 776.6345 | 81.026 | 989.1509 | 81.026 | 427.0745 | 81.026 | 779.9085 | 43.3458
|  | 5629 | 8 | 541 | 13 | 235 | 23 | 4 | 34 | 23 | 1.81 | 223 | 99681 | 8.396 | 52.9467 | 0.63369 | 0.2 | 136.6157 | 136.6157 | 142.9345 | 136.6157 | 707.913 | 136.6157 | 136.6157 | 136.6157 | 218.65 | 87.5382 | 627.0863 | 87.5382 | 1026.5864 | 87.5382 | 618.1501 | 87.5382 | 805.3036 | 48.5861
|  | 5630 | 8 | 542 | 14 | 235 | 23 | 4 | 34 | 23.26 | 1.6 | 225 | 99687 | 8.57 | 50.9987 | -23.1235 | 0.2 | 137.5694 | 137.5694 | 137.5694 | 137.5694 | 679.251 | 137.5694 | 368.879 | 137.5694 | 223.4762 | 92.2084 | 442.9423 | 92.2084 | 989.5297 | 92.2084 | 770.0635 | 92.2084 | 781.9668 | 54.6446
|  | 5631 | 8 | 543 | 15 | 235 | 23 | 4 | 34 | 23.52 | 1.4 | 228 | 99694 | 8.748 | 45.5159 | -43.7015 | 0.2 | 166.7391 | 166.7391 | 166.7391 | 166.7391 | 473.1076 | 166.7391 | 459.5265 | 166.7391 | 271.3759 | 182.9103 | 280.9792 | 182.9103 | 704.6464 | 182.9103 | 695.0431 | 182.9103 | 612.2109 | 180.7331
|  | 5632 | 8 | 544 | 16 | 235 | 23 | 4 | 34 | 23.78 | 1.2 | 230 | 99700 | 8.928 | 37.6877 | -60.4033 | 0.2 | 142.0872 | 142.0872 | 142.0872 | 142.0872 | 215.0549 | 142.0872 | 270.5509 | 142.0872 | 229.6168 | 200.5063 | 200.5063 | 200.5063 | 332.8087 | 200.5063 | 372.0503 | 200.5063 | 342.588 | 228.4519
|  | 5633 | 8 | 545 | 17 | 235 | 23 | 4 | 34 | 23.2 | 1.13 | 180 | 99743 | 9.535 | 28.5434 | -74.1815 | 0.2 | 128.7397 | 128.7397 | 128.7397 | 128.7397 | 266.3535 | 128.7397 | 614.4564 | 128.7397 | 239.8351 | 142.9723 | 142.9723 | 142.9723 | 434.4505 | 142.9723 | 680.5964 | 142.9723 | 412.664 | 138.0655
|  | 5634 | 8 | 546 | 18 | 235 | 23 | 4 | 34 | 22.63 | 1.06 | 131 | 99786 | 10.096 | 18.7807 | -86.2001 | 0.2 | 92.2942 | 92.2942 | 92.2942 | 92.2942 | 114.0671 | 92.2942 | 420.1063 | 92.2942 | 180.025 | 116.4237 | 116.4237 | 116.4237 | 210.8164 | 116.4237 | 427.2188 | 116.4237 | 233.3757 | 121.6571
|  | 5635 | 8 | 547 | 19 | 235 | 23 | 4 | 34 | 22.06 | 0.99 | 81 | 99828 | 10.605 | 8.8789 | -97.4005 | 0.2 | 51.9703 | 37.6667 | 37.6667 | 37.6667 | 37.6667 | 37.6667 | 147.7911 | 37.6667 | 75.9743 | 53.5932 | 53.5932 | 53.5932 | 55.7459 | 53.5932 | 143.7298 | 53.5932 | 77.7028 | 60.3548
|  | 5636 | 8 | 548 | 20 | 235 | 23 | 4 | 34 | 20.45 | 1.26 | 89 | 99890 | 10.06 | 0 | -108.5199 | 0.2 | 4.737 | 4.0786 | 4.0786 | 4.0786 | 4.0786 | 4.0786 | 6.044 | 4.0786 | 6.908 | 6.4623 | 6.4623 | 6.4623 | 6.4623 | 6.4623 | 7.8322 | 6.4623 | 7.8193 | 7.8193
|  | 5637 | 8 | 549 | 21 | 235 | 23 | 4 | 34 | 18.84 | 1.54 | 97 | 99953 | 9.512 | 0 | -120.1764 | 0.2 | 0 | 0 | 0 | 0 | 0 | 0 | 0 | 0 | 0 | 0 | 0 | 0 | 0 | 0 | 0 | 0 | 0 | 0
|  | 5638 | 8 | 550 | 22 | 235 | 23 | 4 | 34 | 17.23 | 1.81 | 106 | 100015 | 8.965 | 0 | -132.9049 | 0.2 | 0 | 0 | 0 | 0 | 0 | 0 | 0 | 0 | 0 | 0 | 0 | 0 | 0 | 0 | 0 | 0 | 0 | 0
|  | 5639 | 8 | 551 | 23 | 235 | 23 | 4 | 34 | 16.45 | 1.67 | 117 | 100054 | 9.139 | 0 | -147.0971 | 0.2 | 0 | 0 | 0 | 0 | 0 | 0 | 0 | 0 | 0 | 0 | 0 | 0 | 0 | 0 | 0 | 0 | 0 | 0
|  | 5640 | 8 | 552 | 24 | 235 | 23 | 4 | 34 | 15.66 | 1.54 | 128 | 100094 | 9.266 | 0 | -162.8135 | 0.2 | 0 | 0 | 0 | 0 | 0 | 0 | 0 | 0 | 0 | 0 | 0 | 0 | 0 | 0 | 0 | 0 | 0 | 0
|  | 5641 | 8 | 553 | 1 | 236 | 24 | 5 | 34 | 14.87 | 1.41 | 140 | 100133 | 9.355 | 0 | -179.62 | 0.2 | 0 | 0 | 0 | 0 | 0 | 0 | 0 | 0 | 0 | 0 | 0 | 0 | 0 | 0 | 0 | 0 | 0 | 0
|  | 5642 | 8 | 554 | 2 | 236 | 24 | 5 | 34 | 14.52 | 1.26 | 145 | 100169 | 9.374 | 0 | 163.531 | 0.2 | 0 | 0 | 0 | 0 | 0 | 0 | 0 | 0 | 0 | 0 | 0 | 0 | 0 | 0 | 0 | 0 | 0 | 0
|  | 5643 | 8 | 555 | 3 | 236 | 24 | 5 | 34 | 14.18 | 1.1 | 150 | 100205 | 9.393 | 0 | 147.6877 | 0.2 | 0 | 0 | 0 | 0 | 0 | 0 | 0 | 0 | 0 | 0 | 0 | 0 | 0 | 0 | 0 | 0 | 0 | 0
|  | 5644 | 8 | 556 | 4 | 236 | 24 | 5 | 34 | 13.83 | 0.95 | 156 | 100241 | 9.4 | 0 | 133.3786 | 0.2 | 0 | 0 | 0 | 0 | 0 | 0 | 0 | 0 | 0 | 0 | 0 | 0 | 0 | 0 | 0 | 0 | 0 | 0
|  | 5645 | 8 | 557 | 5 | 236 | 24 | 5 | 34 | 14.17 | 1.19 | 160 | 100280 | 9.565 | 0 | 120.5614 | 0.2 | 0 | 0 | 0 | 0 | 0 | 0 | 0 | 0 | 0 | 0 | 0 | 0 | 0 | 0 | 0 | 0 | 0 | 0
|  | 5646 | 8 | 558 | 6 | 236 | 24 | 5 | 34 | 14.51 | 1.43 | 165 | 100320 | 9.733 | 0 | 108.8483 | 0.2 | 0 | 0 | 0 | 0 | 0 | 0 | 0 | 0 | 0 | 0 | 0 | 0 | 0 | 0 | 0 | 0 | 0 | 0
|  | 5647 | 8 | 559 | 7 | 236 | 24 | 5 | 34 | 14.84 | 1.67 | 169 | 100359 | 9.896 | 8.1505 | 97.7038 | 0.2 | 29.2565 | 17.0499 | 107.2867 | 17.0499 | 17.0499 | 17.0499 | 17.0499 | 17.0499 | 38.002 | 20.149 | 93.1777 | 20.149 | 20.7393 | 20.149 | 20.149 | 20.149 | 31.8671 | 18.8257
|  | 5648 | 8 | 560 | 8 | 236 | 24 | 5 | 34 | 17.46 | 1.22 | 228 | 100421 | 10.585 | 18.0505 | 86.5115 | 0.2 | 60.2613 | 60.2613 | 237.8019 | 60.2613 | 71.0842 | 60.2613 | 60.2613 | 60.2613 | 110.884 | 77.5483 | 244.0771 | 77.5483 | 126.1899 | 77.5483 | 77.5483 | 77.5483 | 139.3882 | 81.4215
|  | 5649 | 8 | 561 | 9 | 236 | 24 | 5 | 34 | 20.07 | 0.77 | 286 | 100484 | 11.151 | 27.8228 | 74.5426 | 0.2 | 99.3624 | 99.3624 | 690.219 | 99.3624 | 262.7479 | 99.3624 | 99.3624 | 99.3624 | 203.8069 | 90.57 | 737.1366 | 90.57 | 434.869 | 90.57 | 90.57 | 90.57 | 397.0389 | 73.5122
|  | 5650 | 8 | 562 | 10 | 236 | 24 | 5 | 34 | 22.69 | 0.32 | 344 | 100546 | 11.551 | 36.9944 | 60.8737 | 0.2 | 114.5566 | 114.5566 | 696.8794 | 114.5566 | 439.0233 | 114.5566 | 114.5566 | 114.5566 | 214.9866 | 89.2893 | 856.1835 | 89.2893 | 673.8518 | 89.2893 | 89.2893 | 89.2893 | 565.6615 | 63.4321
|  | 5651 | 8 | 563 | 11 | 236 | 24 | 5 | 34 | 23.55 | 0.53 | 14 | 100552 | 11.287 | 44.8818 | 44.3648 | 0.2 | 124.8859 | 124.8859 | 575.1542 | 124.8859 | 585.2503 | 124.8859 | 124.8859 | 124.8859 | 215.1475 | 87.2048 | 859.0621 | 87.2048 | 866.2011 | 87.2048 | 222.2865 | 87.2048 | 696.8237 | 55.5209
|  | 5652 | 8 | 564 | 12 | 236 | 24 | 5 | 34 | 24.42 | 0.75 | 45 | 100559 | 10.965 | 50.4787 | 24.0586 | 0.2 | 135.1119 | 135.1119 | 373.9775 | 135.1119 | 670.1394 | 135.1119 | 135.1119 | 135.1119 | 214.7189 | 90.8189 | 761.944 | 90.8189 | 971.3621 | 90.8189 | 424.137 | 90.8189 | 764.1103 | 53.8618
|  | 5653 | 8 | 565 | 13 | 236 | 24 | 5 | 34 | 25.28 | 0.97 | 75 | 100565 | 10.566 | 52.6062 | 0.54066 | 0.2 | 136.4319 | 136.4319 | 141.8571 | 136.4319 | 711.3471 | 136.4319 | 136.4319 | 136.4319 | 213.1536 | 87.8227 | 623.5162 | 87.8227 | 1026.2064 | 87.8227 | 615.8438 | 87.8227 | 801.2382 | 49.0784
|  | 5654 | 8 | 566 | 14 | 236 | 24 | 5 | 34 | 25.43 | 1.02 | 70 | 100569 | 10.494 | 50.6557 | -23.063 | 0.2 | 137.3967 | 137.3967 | 137.3967 | 137.3967 | 682.5483 | 137.3967 | 369.5079 | 137.3967 | 218.1094 | 92.5198 | 439.4624 | 92.5198 | 989.0702 | 92.5198 | 767.7171 | 92.5198 | 777.94 | 55.1779
|  | 5655 | 8 | 567 | 15 | 236 | 24 | 5 | 34 | 25.58 | 1.08 | 66 | 100572 | 10.42 | 45.1892 | -43.5436 | 0.2 | 130.4493 | 130.4493 | 130.4493 | 130.4493 | 601.8723 | 130.4493 | 578.4955 | 130.4493 | 221.1916 | 91.6082 | 237.7214 | 91.6082 | 887.8843 | 91.6082 | 871.3545 | 91.6082 | 712.4348 | 57.7534
|  | 5656 | 8 | 568 | 16 | 236 | 24 | 5 | 34 | 25.74 | 1.13 | 61 | 100575 | 10.35 | 37.3799 | -60.2065 | 0.2 | 125.1838 | 125.1838 | 125.1838 | 125.1838 | 465.0121 | 125.1838 | 718.713 | 125.1838 | 231.3951 | 102.2094 | 102.2094 | 102.2094 | 711.9849 | 102.2094 | 891.3785 | 102.2094 | 599.5772 | 77.0528
|  | 5657 | 8 | 569 | 17 | 236 | 24 | 5 | 34 | 24.62 | 1.33 | 44 | 100598 | 10.882 | 28.249 | -73.9767 | 0.2 | 112.0189 | 112.0189 | 112.0189 | 112.0189 | 297.779 | 112.0189 | 758.8471 | 112.0189 | 229.3813 | 105.0527 | 105.0527 | 105.0527 | 492.0858 | 105.0527 | 818.1101 | 105.0527 | 450.6032 | 89.0158
|  | 5658 | 8 | 570 | 18 | 236 | 24 | 5 | 34 | 23.51 | 1.53 | 26 | 100621 | 11.3 | 18.4923 | -86 | 0.2 | 80.1396 | 80.1396 | 80.1396 | 80.1396 | 124.9713 | 80.1396 | 721.261 | 80.1396 | 202.462 | 82.1743 | 82.1743 | 82.1743 | 265.8636 | 82.1743 | 687.5041 | 82.1743 | 289.9811 | 75.0369
|  | 5659 | 8 | 571 | 19 | 236 | 24 | 5 | 34 | 22.4 | 1.72 | 9 | 100644 | 11.613 | 8.5895 | -97.2102 | 0.2 | 104.1045 | 44.0069 | 44.0069 | 44.0069 | 44.0069 | 44.0069 | 519.0477 | 44.0069 | 147.4252 | 53.7873 | 53.7873 | 53.7873 | 62.4344 | 53.7873 | 440.8343 | 53.7873 | 128.294 | 55.9676
|  | 5660 | 8 | 572 | 20 | 236 | 24 | 5 | 34 | 21.11 | 1.84 | 20 | 100700 | 11.358 | 0 | -108.3431 | 0.2 | 0 | 0 | 0 | 0 | 0 | 0 | 0 | 0 | 0 | 0 | 0 | 0 | 0 | 0 | 0 | 0 | 0 | 0
|  | 5661 | 8 | 573 | 21 | 236 | 24 | 5 | 34 | 19.82 | 1.96 | 31 | 100756 | 11.066 | 0 | -120.0188 | 0.2 | 0 | 0 | 0 | 0 | 0 | 0 | 0 | 0 | 0 | 0 | 0 | 0 | 0 | 0 | 0 | 0 | 0 | 0
|  | 5662 | 8 | 574 | 22 | 236 | 24 | 5 | 34 | 18.53 | 2.08 | 42 | 100811 | 10.741 | 0 | -132.7769 | 0.2 | 0 | 0 | 0 | 0 | 0 | 0 | 0 | 0 | 0 | 0 | 0 | 0 | 0 | 0 | 0 | 0 | 0 | 0
|  | 5663 | 8 | 575 | 23 | 236 | 24 | 5 | 34 | 17.93 | 2 | 57 | 100837 | 10.609 | 0 | -147.0149 | 0.2 | 0 | 0 | 0 | 0 | 0 | 0 | 0 | 0 | 0 | 0 | 0 | 0 | 0 | 0 | 0 | 0 | 0 | 0
|  | 5664 | 8 | 576 | 24 | 236 | 24 | 5 | 34 | 17.32 | 1.91 | 72 | 100864 | 10.464 | 0 | -162.7963 | 0.2 | 0 | 0 | 0 | 0 | 0 | 0 | 0 | 0 | 0 | 0 | 0 | 0 | 0 | 0 | 0 | 0 | 0 | 0
|  | 5665 | 8 | 577 | 1 | 237 | 25 | 6 | 34 | 16.71 | 1.82 | 87 | 100890 | 10.312 | 0 | -179.6815 | 0.2 | 0 | 0 | 0 | 0 | 0 | 0 | 0 | 0 | 0 | 0 | 0 | 0 | 0 | 0 | 0 | 0 | 0 | 0
|  | 5666 | 8 | 578 | 2 | 237 | 25 | 6 | 34 | 16.47 | 1.7 | 96 | 100890 | 10.224 | 0 | 163.3945 | 0.2 | 0 | 0 | 0 | 0 | 0 | 0 | 0 | 0 | 0 | 0 | 0 | 0 | 0 | 0 | 0 | 0 | 0 | 0
|  | 5667 | 8 | 579 | 3 | 237 | 25 | 6 | 34 | 16.23 | 1.58 | 104 | 100890 | 10.136 | 0 | 147.4949 | 0.2 | 0 | 0 | 0 | 0 | 0 | 0 | 0 | 0 | 0 | 0 | 0 | 0 | 0 | 0 | 0 | 0 | 0 | 0
|  | 5668 | 8 | 580 | 4 | 237 | 25 | 6 | 34 | 15.99 | 1.46 | 112 | 100890 | 10.048 | 0 | 133.1506 | 0.2 | 0 | 0 | 0 | 0 | 0 | 0 | 0 | 0 | 0 | 0 | 0 | 0 | 0 | 0 | 0 | 0 | 0 | 0
|  | 5669 | 8 | 581 | 5 | 237 | 25 | 6 | 34 | 16.21 | 1.31 | 125 | 100906 | 10.241 | 0 | 120.3131 | 0.2 | 0 | 0 | 0 | 0 | 0 | 0 | 0 | 0 | 0 | 0 | 0 | 0 | 0 | 0 | 0 | 0 | 0 | 0
|  | 5670 | 8 | 582 | 6 | 237 | 25 | 6 | 34 | 16.44 | 1.17 | 139 | 100923 | 10.445 | 0 | 108.5869 | 0.2 | 0 | 0 | 0 | 0 | 0 | 0 | 0 | 0 | 0 | 0 | 0 | 0 | 0 | 0 | 0 | 0 | 0 | 0
|  | 5671 | 8 | 583 | 7 | 237 | 25 | 6 | 34 | 16.66 | 1.02 | 153 | 100939 | 10.644 | 7.931 | 97.4309 | 0.2 | 46.3872 | 22.8177 | 203.5299 | 22.8177 | 22.8177 | 22.8177 | 22.8177 | 22.8177 | 58.9152 | 24.2965 | 170.0319 | 24.2965 | 25.583 | 24.2965 | 24.2965 | 24.2965 | 45.4804 | 20.0916
|  | 5672 | 8 | 584 | 8 | 237 | 25 | 6 | 34 | 19.14 | 0.88 | 110 | 100978 | 11.381 | 17.8326 | 86.2261 | 0.2 | 66.8145 | 66.8145 | 577.0884 | 66.8145 | 100.4731 | 66.8145 | 66.8145 | 66.8145 | 159.0044 | 66.4797 | 543.6227 | 66.4797 | 206.6048 | 66.4797 | 66.4797 | 66.4797 | 221.3118 | 56.8036
|  | 5673 | 8 | 585 | 9 | 237 | 25 | 6 | 34 | 21.62 | 0.74 | 67 | 101018 | 12.022 | 27.5966 | 74.2438 | 0.2 | 97.4882 | 97.4882 | 696.2245 | 97.4882 | 266.4194 | 97.4882 | 97.4882 | 97.4882 | 198.162 | 87.6736 | 740.9848 | 87.6736 | 437.0667 | 87.6736 | 87.6736 | 87.6736 | 395.4211 | 70.2359
|  | 5674 | 8 | 586 | 10 | 237 | 25 | 6 | 34 | 24.1 | 0.59 | 24 | 101057 | 12.526 | 36.7482 | 60.566 | 0.2 | 115.7071 | 115.7071 | 689.7409 | 115.7071 | 439.6071 | 115.7071 | 115.7071 | 115.7071 | 211.0647 | 92.0948 | 845.9998 | 92.0948 | 669.1285 | 92.0948 | 92.0948 | 92.0948 | 559.0142 | 66.8654
|  | 5675 | 8 | 587 | 11 | 237 | 25 | 6 | 34 | 25.11 | 0.86 | 18 | 101057 | 12.225 | 44.6039 | 44.0696 | 0.2 | 128.1278 | 128.1278 | 566.4938 | 128.1278 | 580.9662 | 128.1278 | 128.1278 | 128.1278 | 213.2056 | 93.8696 | 843.3823 | 93.8696 | 853.6158 | 93.8696 | 223.4391 | 93.8696 | 684.8815 | 63.2765
|  | 5676 | 8 | 588 | 12 | 237 | 25 | 6 | 34 | 26.11 | 1.14 | 11 | 101057 | 11.827 | 50.1628 | 23.8293 | 0.2 | 131.2818 | 131.2818 | 374.2488 | 131.2818 | 681.399 | 131.2818 | 131.2818 | 131.2818 | 205.5327 | 84.8052 | 766.3278 | 84.8052 | 983.5158 | 84.8052 | 422.7207 | 84.8052 | 768.463 | 47.6114
|  | 5677 | 8 | 589 | 13 | 237 | 25 | 6 | 34 | 27.12 | 1.41 | 5 | 101057 | 11.334 | 52.2627 | 0.44811 | 0.2 | 137.8486 | 137.8486 | 142.3308 | 137.8486 | 710.9385 | 137.8486 | 137.8486 | 137.8486 | 209.3202 | 90.9313 | 617.7254 | 90.9313 | 1019.7917 | 90.9313 | 611.3866 | 90.9313 | 793.1381 | 52.621
|  | 5678 | 8 | 590 | 14 | 237 | 25 | 6 | 34 | 27.22 | 1.49 | 4 | 101031 | 11.201 | 50.3097 | -23.003 | 0.2 | 137.2256 | 137.2256 | 137.2256 | 137.2256 | 685.8817 | 137.2256 | 370.1507 | 137.2256 | 212.7174 | 92.8358 | 435.973 | 92.8358 | 988.6344 | 92.8358 | 765.3788 | 92.8358 | 773.9126 | 55.7182
|  | 5679 | 8 | 591 | 15 | 237 | 25 | 6 | 34 | 27.31 | 1.56 | 2 | 101005 | 11.061 | 44.8593 | -43.3863 | 0.2 | 130.2511 | 130.2511 | 130.2511 | 130.2511 | 605.091 | 130.2511 | 579.07 | 130.2511 | 215.8749 | 91.8887 | 234.2744 | 91.8887 | 887.3998 | 91.8887 | 869.0002 | 91.8887 | 708.4468 | 58.2641
|  | 5680 | 8 | 592 | 16 | 237 | 25 | 6 | 34 | 27.41 | 1.64 | 1 | 100978 | 10.923 | 37.0691 | -60.0097 | 0.2 | 123.1833 | 123.1833 | 123.1833 | 123.1833 | 470.3508 | 123.1833 | 724.7291 | 123.1833 | 224.5977 | 99.0731 | 99.0731 | 99.0731 | 715.5668 | 99.0731 | 895.4394 | 99.0731 | 598.1798 | 73.4937
|  | 5681 | 8 | 593 | 17 | 237 | 25 | 6 | 34 | 26.19 | 1.69 | 4 | 100982 | 11.601 | 27.9518 | -73.7713 | 0.2 | 108.5725 | 108.5725 | 108.5725 | 108.5725 | 302.3306 | 108.5725 | 774.2493 | 108.5725 | 222.1595 | 99.0319 | 99.0319 | 99.0319 | 496.1749 | 99.0319 | 829.8718 | 99.0319 | 449.6568 | 81.7698
|  | 5682 | 8 | 594 | 18 | 237 | 25 | 6 | 34 | 24.97 | 1.73 | 7 | 100985 | 12.126 | 18.2012 | -85.7989 | 0.2 | 78.9654 | 78.9654 | 78.9654 | 78.9654 | 126.5798 | 78.9654 | 727.186 | 78.9654 | 197.8678 | 80.4183 | 80.4183 | 80.4183 | 265.2048 | 80.4183 | 689.8975 | 80.4183 | 286.6202 | 72.9072
|  | 5683 | 8 | 595 | 19 | 237 | 25 | 6 | 34 | 23.75 | 1.78 | 10 | 100988 | 12.511 | 8.2975 | -97.0187 | 0.2 | 100.6228 | 42.7182 | 42.7182 | 42.7182 | 42.7182 | 42.7182 | 513.047 | 42.7182 | 142.149 | 52.3358 | 52.3358 | 52.3358 | 60.2596 | 52.3358 | 433.7769 | 52.3358 | 123.6095 | 54.499
|  | 5684 | 8 | 596 | 20 | 237 | 25 | 6 | 34 | 22.31 | 2 | 28 | 101011 | 12.221 | 0 | -108.1649 | 0.2 | 0 | 0 | 0 | 0 | 0 | 0 | 0 | 0 | 0 | 0 | 0 | 0 | 0 | 0 | 0 | 0 | 0 | 0
|  | 5685 | 8 | 597 | 21 | 237 | 25 | 6 | 34 | 20.87 | 2.22 | 46 | 101034 | 11.877 | 0 | -119.8596 | 0.2 | 0 | 0 | 0 | 0 | 0 | 0 | 0 | 0 | 0 | 0 | 0 | 0 | 0 | 0 | 0 | 0 | 0 | 0
|  | 5686 | 8 | 598 | 22 | 237 | 25 | 6 | 34 | 19.42 | 2.44 | 64 | 101057 | 11.486 | 0 | -132.6474 | 0.2 | 0 | 0 | 0 | 0 | 0 | 0 | 0 | 0 | 0 | 0 | 0 | 0 | 0 | 0 | 0 | 0 | 0 | 0
|  | 5687 | 8 | 599 | 23 | 237 | 25 | 6 | 34 | 19.22 | 2.17 | 83 | 101050 | 11.44 | 0 | -146.9316 | 0.2 | 0 | 0 | 0 | 0 | 0 | 0 | 0 | 0 | 0 | 0 | 0 | 0 | 0 | 0 | 0 | 0 | 0 | 0
|  | 5688 | 8 | 600 | 24 | 237 | 25 | 6 | 34 | 19.01 | 1.91 | 102 | 101044 | 11.385 | 0 | -162.7789 | 0.2 | 0 | 0 | 0 | 0 | 0 | 0 | 0 | 0 | 0 | 0 | 0 | 0 | 0 | 0 | 0 | 0 | 0 | 0
|  | 5689 | 8 | 601 | 1 | 238 | 26 | 7 | 34 | 18.81 | 1.64 | 121 | 101037 | 11.337 | 0 | -179.7439 | 0.2 | 0 | 0 | 0 | 0 | 0 | 0 | 0 | 0 | 0 | 0 | 0 | 0 | 0 | 0 | 0 | 0 | 0 | 0
|  | 5690 | 8 | 602 | 2 | 238 | 26 | 7 | 34 | 18.5 | 1.38 | 120 | 100998 | 11.437 | 0 | 163.256 | 0.2 | 0 | 0 | 0 | 0 | 0 | 0 | 0 | 0 | 0 | 0 | 0 | 0 | 0 | 0 | 0 | 0 | 0 | 0
|  | 5691 | 8 | 603 | 3 | 238 | 26 | 7 | 34 | 18.18 | 1.12 | 120 | 100959 | 11.522 | 0 | 147.2995 | 0.2 | 0 | 0 | 0 | 0 | 0 | 0 | 0 | 0 | 0 | 0 | 0 | 0 | 0 | 0 | 0 | 0 | 0 | 0
|  | 5692 | 8 | 604 | 4 | 238 | 26 | 7 | 34 | 17.87 | 0.86 | 119 | 100919 | 11.606 | 0 | 132.92 | 0.2 | 0 | 0 | 0 | 0 | 0 | 0 | 0 | 0 | 0 | 0 | 0 | 0 | 0 | 0 | 0 | 0 | 0 | 0
|  | 5693 | 8 | 605 | 5 | 238 | 26 | 7 | 34 | 17.77 | 0.86 | 140 | 100913 | 11.636 | 0 | 120.0623 | 0.2 | 0 | 0 | 0 | 0 | 0 | 0 | 0 | 0 | 0 | 0 | 0 | 0 | 0 | 0 | 0 | 0 | 0 | 0
|  | 5694 | 8 | 606 | 6 | 238 | 26 | 7 | 34 | 17.68 | 0.86 | 160 | 100906 | 11.673 | 0 | 108.3232 | 0.2 | 0 | 0 | 0 | 0 | 0 | 0 | 0 | 0 | 0 | 0 | 0 | 0 | 0 | 0 | 0 | 0 | 0 | 0
|  | 5695 | 8 | 607 | 7 | 238 | 26 | 7 | 34 | 17.58 | 0.86 | 181 | 100900 | 11.702 | 7.7095 | 97.156 | 0.2 | 39.0851 | 19.2411 | 177.2983 | 19.2411 | 19.2411 | 19.2411 | 19.2411 | 19.2411 | 49.8656 | 20.5851 | 147.5971 | 20.5851 | 21.8019 | 20.5851 | 20.5851 | 20.5851 | 38.7328 | 17.168
|  | 5696 | 8 | 608 | 8 | 238 | 26 | 7 | 34 | 20.02 | 0.77 | 214 | 100910 | 12.503 | 17.6125 | 85.9391 | 0.2 | 67.5878 | 67.5878 | 544.206 | 67.5878 | 101.4257 | 67.5878 | 67.5878 | 67.5878 | 152.2514 | 68.9188 | 513.1983 | 68.9188 | 200.1053 | 68.9188 | 68.9188 | 68.9188 | 211.4598 | 59.7718
|  | 5697 | 8 | 609 | 9 | 238 | 26 | 7 | 34 | 22.46 | 0.69 | 246 | 100919 | 13.21 | 27.3679 | 73.9437 | 0.2 | 97.9177 | 97.9177 | 686.9145 | 97.9177 | 267.4363 | 97.9177 | 97.9177 | 97.9177 | 193.8069 | 89.335 | 730.1583 | 89.335 | 433.5424 | 89.335 | 89.335 | 89.335 | 389.7453 | 72.4811
|  | 5698 | 8 | 610 | 10 | 238 | 26 | 7 | 34 | 24.9 | 0.61 | 279 | 100929 | 13.774 | 36.4992 | 60.2578 | 0.2 | 115.0072 | 115.0072 | 688.1144 | 115.0072 | 442.4617 | 115.0072 | 115.0072 | 115.0072 | 205.3754 | 91.5668 | 842.1688 | 91.5668 | 668.4661 | 91.5668 | 91.5668 | 91.5668 | 554.8593 | 66.455
|  | 5699 | 8 | 611 | 11 | 238 | 26 | 7 | 34 | 25.91 | 1.2 | 287 | 100916 | 13.313 | 44.3229 | 43.7749 | 0.2 | 127.9956 | 127.9956 | 565.8357 | 127.9956 | 584.9717 | 127.9956 | 127.9956 | 127.9956 | 208.0259 | 94.1002 | 840.7566 | 94.1002 | 854.2878 | 94.1002 | 221.5572 | 94.1002 | 681.7574 | 63.666
|  | 5700 | 8 | 612 | 12 | 238 | 26 | 7 | 34 | 26.92 | 1.79 | 295 | 100903 | 12.736 | 49.8439 | 23.6012 | 0.2 | 130.7181 | 130.7181 | 372.8686 | 130.7181 | 684.9475 | 130.7181 | 130.7181 | 130.7181 | 199.5135 | 84.5432 | 762.6391 | 84.5432 | 983.3121 | 84.5432 | 420.1865 | 84.5432 | 764.3672 | 47.5453
|  | 5701 | 8 | 613 | 13 | 238 | 26 | 7 | 34 | 27.93 | 2.39 | 304 | 100890 | 12.033 | 51.9162 | 0.35623 | 0.2 | 135.7328 | 135.7328 | 139.3555 | 135.7328 | 718.3838 | 135.7328 | 135.7328 | 135.7328 | 201.6746 | 87.9153 | 616.2326 | 87.9153 | 1025.6675 | 87.9153 | 611.1095 | 87.9153 | 793.1097 | 49.5788
|  | 5702 | 8 | 614 | 14 | 238 | 26 | 7 | 34 | 27.79 | 2.46 | 308 | 100847 | 11.867 | 49.9608 | -22.9434 | 0.2 | 137.0568 | 137.0568 | 137.0568 | 137.0568 | 689.257 | 137.0568 | 370.8088 | 137.0568 | 207.3024 | 93.1566 | 432.4793 | 93.1566 | 988.2315 | 93.1566 | 763.0546 | 93.1566 | 769.8925 | 56.2657
|  | 5703 | 8 | 615 | 15 | 238 | 26 | 7 | 34 | 27.65 | 2.54 | 313 | 100805 | 11.702 | 44.5264 | -43.2295 | 0.2 | 135.454 | 135.454 | 135.454 | 135.454 | 597.4528 | 135.454 | 569.748 | 135.454 | 216.2849 | 101.958 | 235.8752 | 101.958 | 869.6499 | 101.958 | 850.0596 | 101.958 | 693.4869 | 69.8054
|  | 5704 | 8 | 616 | 16 | 238 | 26 | 7 | 34 | 27.51 | 2.62 | 318 | 100762 | 11.54 | 36.7553 | -59.8128 | 0.2 | 122.4567 | 122.4567 | 122.4567 | 122.4567 | 472.5646 | 122.4567 | 724.312 | 122.4567 | 218.7752 | 98.6165 | 98.6165 | 98.6165 | 713.9025 | 98.6165 | 891.9148 | 98.6165 | 593.2363 | 73.1984
|  | 5705 | 8 | 617 | 17 | 238 | 26 | 7 | 34 | 26.25 | 2.32 | 327 | 100759 | 11.902 | 27.6517 | -73.5655 | 0.2 | 107.7697 | 107.7697 | 107.7697 | 107.7697 | 303.9749 | 107.7697 | 772.9367 | 107.7697 | 216.6795 | 98.4897 | 98.4897 | 98.4897 | 494.1556 | 98.4897 | 825.7616 | 98.4897 | 444.7665 | 81.4157
|  | 5706 | 8 | 618 | 18 | 238 | 26 | 7 | 34 | 24.99 | 2.01 | 337 | 100756 | 12.143 | 17.9074 | -85.5969 | 0.2 | 77.3916 | 77.3916 | 77.3916 | 77.3916 | 128.3866 | 77.3916 | 739.6613 | 77.3916 | 193.2749 | 77.5638 | 77.5638 | 77.5638 | 265.3927 | 77.5638 | 697.6293 | 77.5638 | 283.8276 | 69.1924
|  | 5707 | 8 | 619 | 19 | 238 | 26 | 7 | 34 | 23.73 | 1.71 | 346 | 100752 | 12.279 | 8.003 | -96.8258 | 0.2 | 81.3586 | 51.1941 | 51.1941 | 51.1941 | 51.1941 | 51.1941 | 303.1958 | 51.1941 | 115.2446 | 68.6836 | 68.6836 | 68.6836 | 72.5855 | 68.6836 | 272.1072 | 68.6836 | 109.7417 | 74.059
|  | 5708 | 8 | 620 | 20 | 238 | 26 | 7 | 34 | 22.29 | 1.93 | 4 | 100759 | 12.115 | 0 | -107.9851 | 0.2 | 0 | 0 | 0 | 0 | 0 | 0 | 0 | 0 | 0 | 0 | 0 | 0 | 0 | 0 | 0 | 0 | 0 | 0
|  | 5709 | 8 | 621 | 21 | 238 | 26 | 7 | 34 | 20.86 | 2.14 | 21 | 100765 | 11.885 | 0 | -119.6988 | 0.2 | 0 | 0 | 0 | 0 | 0 | 0 | 0 | 0 | 0 | 0 | 0 | 0 | 0 | 0 | 0 | 0 | 0 | 0
|  | 5710 | 8 | 622 | 22 | 238 | 26 | 7 | 34 | 19.42 | 2.36 | 39 | 100772 | 11.59 | 0 | -132.5163 | 0.2 | 0 | 0 | 0 | 0 | 0 | 0 | 0 | 0 | 0 | 0 | 0 | 0 | 0 | 0 | 0 | 0 | 0 | 0
|  | 5711 | 8 | 623 | 23 | 238 | 26 | 7 | 34 | 18.98 | 2 | 56 | 100749 | 11.603 | 0 | -146.8472 | 0.2 | 0 | 0 | 0 | 0 | 0 | 0 | 0 | 0 | 0 | 0 | 0 | 0 | 0 | 0 | 0 | 0 | 0 | 0
|  | 5712 | 8 | 624 | 24 | 238 | 26 | 7 | 34 | 18.53 | 1.63 | 72 | 100726 | 11.6 | 0 | -162.7612 | 0.2 | 0 | 0 | 0 | 0 | 0 | 0 | 0 | 0 | 0 | 0 | 0 | 0 | 0 | 0 | 0 | 0 | 0 | 0
|  | 5713 | 8 | 625 | 1 | 239 | 27 | 1 | 35 | 18.09 | 1.27 | 89 | 100703 | 11.593 | 0 | -179.8071 | 0.2 | 0 | 0 | 0 | 0 | 0 | 0 | 0 | 0 | 0 | 0 | 0 | 0 | 0 | 0 | 0 | 0 | 0 | 0
|  | 5714 | 8 | 626 | 2 | 239 | 27 | 1 | 35 | 17.85 | 1.2 | 86 | 100661 | 11.521 | 0 | 163.1156 | 0.2 | 0 | 0 | 0 | 0 | 0 | 0 | 0 | 0 | 0 | 0 | 0 | 0 | 0 | 0 | 0 | 0 | 0 | 0
|  | 5715 | 8 | 627 | 3 | 239 | 27 | 1 | 35 | 17.61 | 1.12 | 82 | 100618 | 11.446 | 0 | 147.1016 | 0.2 | 0 | 0 | 0 | 0 | 0 | 0 | 0 | 0 | 0 | 0 | 0 | 0 | 0 | 0 | 0 | 0 | 0 | 0
|  | 5716 | 8 | 628 | 4 | 239 | 27 | 1 | 35 | 17.37 | 1.05 | 78 | 100575 | 11.372 | 0 | 132.6868 | 0.2 | 0 | 0 | 0 | 0 | 0 | 0 | 0 | 0 | 0 | 0 | 0 | 0 | 0 | 0 | 0 | 0 | 0 | 0
|  | 5717 | 8 | 629 | 5 | 239 | 27 | 1 | 35 | 17.65 | 1.09 | 71 | 100565 | 11.632 | 0 | 119.8091 | 0.2 | 0 | 0 | 0 | 0 | 0 | 0 | 0 | 0 | 0 | 0 | 0 | 0 | 0 | 0 | 0 | 0 | 0 | 0
|  | 5718 | 8 | 630 | 6 | 239 | 27 | 1 | 35 | 17.94 | 1.14 | 64 | 100556 | 11.902 | 0 | 108.0573 | 0.2 | 0 | 0 | 0 | 0 | 0 | 0 | 0 | 0 | 0 | 0 | 0 | 0 | 0 | 0 | 0 | 0 | 0 | 0
|  | 5719 | 8 | 631 | 7 | 239 | 27 | 1 | 35 | 18.22 | 1.19 | 57 | 100546 | 12.173 | 7.486 | 96.8793 | 0.2 | 6.674 | 6.674 | 6.674 | 6.674 | 6.674 | 6.674 | 6.674 | 6.674 | 10.6807 | 10.6807 | 10.6807 | 10.6807 | 10.6807 | 10.6807 | 10.6807 | 10.6807 | 13 | 13
|  | 5720 | 8 | 632 | 8 | 239 | 27 | 1 | 35 | 20.01 | 1.21 | 48 | 100533 | 12.738 | 17.3902 | 85.6505 | 0.2 | 54.0623 | 54.0623 | 182.9814 | 54.0623 | 63.8678 | 54.0623 | 54.0623 | 54.0623 | 92.4159 | 70.7164 | 190.5091 | 70.7164 | 106.2831 | 70.7164 | 70.7164 | 70.7164 | 114.9972 | 74.5039
|  | 5721 | 8 | 633 | 9 | 239 | 27 | 1 | 35 | 21.79 | 1.23 | 40 | 100520 | 13.235 | 27.1366 | 73.6426 | 0.2 | 102.8969 | 102.8969 | 583.0272 | 102.8969 | 243.8195 | 102.8969 | 102.8969 | 102.8969 | 185.8169 | 104.1177 | 624.9677 | 104.1177 | 385.1116 | 104.1177 | 104.1177 | 104.1177 | 348.0101 | 91.5474
|  | 5722 | 8 | 634 | 10 | 239 | 27 | 1 | 35 | 23.58 | 1.26 | 32 | 100507 | 13.662 | 36.2474 | 59.9492 | 0.2 | 122.1757 | 122.1757 | 636.4117 | 122.1757 | 419.6786 | 122.1757 | 122.1757 | 122.1757 | 204.6592 | 107.0344 | 778.6452 | 107.0344 | 625.3918 | 107.0344 | 107.0344 | 107.0344 | 519.9232 | 84.3581
|  | 5723 | 8 | 635 | 11 | 239 | 27 | 1 | 35 | 24.58 | 1.39 | 6 | 100461 | 13.397 | 44.0389 | 43.4808 | 0.2 | 131.217 | 131.217 | 550.9673 | 131.217 | 573.8393 | 131.217 | 131.217 | 131.217 | 204.0168 | 99.8937 | 813.8063 | 99.8937 | 829.9793 | 99.8937 | 220.1897 | 99.8937 | 658.6582 | 68.7836
|  | 5724 | 8 | 636 | 12 | 239 | 27 | 1 | 35 | 25.59 | 1.53 | 341 | 100415 | 13.048 | 49.522 | 23.3744 | 0.2 | 132.6153 | 132.6153 | 371.4624 | 132.6153 | 685.2357 | 132.6153 | 132.6153 | 132.6153 | 196.2688 | 88.2146 | 755.9209 | 88.2146 | 977.7921 | 88.2146 | 418.1401 | 88.2146 | 757.0293 | 51.5971
|  | 5725 | 8 | 637 | 13 | 239 | 27 | 1 | 35 | 26.59 | 1.67 | 316 | 100369 | 12.588 | 51.567 | 0.2652 | 0.2 | 142.9204 | 142.9204 | 145.5219 | 142.9204 | 704.9624 | 142.9204 | 142.9204 | 142.9204 | 204.7614 | 101.3491 | 604.0246 | 101.3491 | 999.6087 | 101.3491 | 600.3455 | 101.3491 | 772.896 | 64.607
|  | 5726 | 8 | 638 | 14 | 239 | 27 | 1 | 35 | 26.63 | 2.11 | 316 | 100313 | 12.428 | 49.609 | -22.8841 | 0.2 | 154.4091 | 154.4091 | 154.4091 | 154.4091 | 637.2058 | 154.4091 | 358.1925 | 154.4091 | 227.1615 | 133.0118 | 424.4537 | 133.0118 | 909.9392 | 133.0118 | 712.647 | 133.0118 | 723.5408 | 107.5964
|  | 5727 | 8 | 639 | 15 | 239 | 27 | 1 | 35 | 26.66 | 2.56 | 317 | 100257 | 12.257 | 44.1908 | -43.0732 | 0.2 | 150.8747 | 150.8747 | 150.8747 | 150.8747 | 548.7599 | 150.8747 | 522.8597 | 150.8747 | 232.7357 | 139.659 | 251.0499 | 139.659 | 795.4304 | 139.659 | 777.1161 | 139.659 | 649.2501 | 119.7345
|  | 5728 | 8 | 640 | 16 | 239 | 27 | 1 | 35 | 26.7 | 3.01 | 317 | 100202 | 12.095 | 36.4388 | -59.6159 | 0.2 | 144.7931 | 144.7931 | 144.7931 | 144.7931 | 419.2021 | 144.7931 | 612.8103 | 144.7931 | 236.2029 | 147.0032 | 147.0032 | 147.0032 | 624.2758 | 147.0032 | 761.1774 | 147.0032 | 534.0353 | 133.4788
|  | 5729 | 8 | 641 | 17 | 239 | 27 | 1 | 35 | 25.45 | 2.64 | 328 | 100202 | 12.021 | 27.349 | -73.359 | 0.2 | 120.2989 | 120.2989 | 120.2989 | 120.2989 | 257.9792 | 120.2989 | 580.9331 | 120.2989 | 214.6233 | 136.1453 | 136.1453 | 136.1453 | 409.3326 | 136.1453 | 637.6955 | 136.1453 | 382.5158 | 133.8509
|  | 5730 | 8 | 642 | 18 | 239 | 27 | 1 | 35 | 24.2 | 2.28 | 339 | 100202 | 11.888 | 17.6111 | -85.3938 | 0.2 | 87.52 | 87.52 | 87.52 | 87.52 | 112.1406 | 87.52 | 393.1144 | 87.52 | 163.0406 | 111.6344 | 111.6344 | 111.6344 | 197.8595 | 111.6344 | 396.5379 | 111.6344 | 214.5945 | 117.2746
|  | 5731 | 8 | 643 | 19 | 239 | 27 | 1 | 35 | 22.95 | 1.92 | 350 | 100202 | 11.701 | 7.706 | -96.6316 | 0.2 | 74.9315 | 49.4863 | 49.4863 | 49.4863 | 49.4863 | 49.4863 | 268.3447 | 49.4863 | 106.1311 | 67.0571 | 67.0571 | 67.0571 | 70.1461 | 67.0571 | 242.8948 | 67.0571 | 102.4292 | 72.6155
|  | 5732 | 8 | 644 | 20 | 239 | 27 | 1 | 35 | 21.62 | 1.91 | 360 | 100231 | 11.283 | 0 | -107.8037 | 0.2 | 0.8649 | 0.8649 | 0.8649 | 0.8649 | 0.8649 | 0.8649 | 0.8649 | 0.8649 | 1.3912 | 1.3912 | 1.3912 | 1.3912 | 1.3912 | 1.3912 | 1.3912 | 1.3912 | 1.7 | 1.7
|  | 5733 | 8 | 645 | 21 | 239 | 27 | 1 | 35 | 20.29 | 1.9 | 10 | 100261 | 10.851 | 0 | -119.5363 | 0.2 | 0 | 0 | 0 | 0 | 0 | 0 | 0 | 0 | 0 | 0 | 0 | 0 | 0 | 0 | 0 | 0 | 0 | 0
|  | 5734 | 8 | 646 | 22 | 239 | 27 | 1 | 35 | 18.95 | 1.89 | 20 | 100290 | 10.4 | 0 | -132.3836 | 0.2 | 0 | 0 | 0 | 0 | 0 | 0 | 0 | 0 | 0 | 0 | 0 | 0 | 0 | 0 | 0 | 0 | 0 | 0
|  | 5735 | 8 | 647 | 23 | 239 | 27 | 1 | 35 | 18.38 | 1.87 | 23 | 100290 | 10.212 | 0 | -146.7615 | 0.2 | 0 | 0 | 0 | 0 | 0 | 0 | 0 | 0 | 0 | 0 | 0 | 0 | 0 | 0 | 0 | 0 | 0 | 0
|  | 5736 | 8 | 648 | 24 | 239 | 27 | 1 | 35 | 17.81 | 1.84 | 26 | 100290 | 10.023 | 0 | -162.7432 | 0.2 | 0 | 0 | 0 | 0 | 0 | 0 | 0 | 0 | 0 | 0 | 0 | 0 | 0 | 0 | 0 | 0 | 0 | 0
|  | 5737 | 8 | 649 | 1 | 240 | 28 | 2 | 35 | 17.24 | 1.82 | 29 | 100290 | 9.833 | 0 | -179.8711 | 0.2 | 0 | 0 | 0 | 0 | 0 | 0 | 0 | 0 | 0 | 0 | 0 | 0 | 0 | 0 | 0 | 0 | 0 | 0
|  | 5738 | 8 | 650 | 2 | 240 | 28 | 2 | 35 | 16.75 | 1.94 | 31 | 100271 | 9.781 | 0 | 162.9734 | 0.2 | 0 | 0 | 0 | 0 | 0 | 0 | 0 | 0 | 0 | 0 | 0 | 0 | 0 | 0 | 0 | 0 | 0 | 0
|  | 5739 | 8 | 651 | 3 | 240 | 28 | 2 | 35 | 16.27 | 2.05 | 33 | 100251 | 9.728 | 0 | 146.9014 | 0.2 | 0 | 0 | 0 | 0 | 0 | 0 | 0 | 0 | 0 | 0 | 0 | 0 | 0 | 0 | 0 | 0 | 0 | 0
|  | 5740 | 8 | 652 | 4 | 240 | 28 | 2 | 35 | 15.78 | 2.17 | 35 | 100231 | 9.662 | 0 | 132.4512 | 0.2 | 0 | 0 | 0 | 0 | 0 | 0 | 0 | 0 | 0 | 0 | 0 | 0 | 0 | 0 | 0 | 0 | 0 | 0
|  | 5741 | 8 | 653 | 5 | 240 | 28 | 2 | 35 | 15.8 | 2.38 | 39 | 100244 | 9.601 | 0 | 119.5537 | 0.2 | 0 | 0 | 0 | 0 | 0 | 0 | 0 | 0 | 0 | 0 | 0 | 0 | 0 | 0 | 0 | 0 | 0 | 0
|  | 5742 | 8 | 654 | 6 | 240 | 28 | 2 | 35 | 15.82 | 2.59 | 42 | 100257 | 9.54 | 0 | 107.7896 | 0.2 | 0 | 0 | 0 | 0 | 0 | 0 | 0 | 0 | 0 | 0 | 0 | 0 | 0 | 0 | 0 | 0 | 0 | 0
|  | 5743 | 8 | 655 | 7 | 240 | 28 | 2 | 35 | 15.84 | 2.8 | 45 | 100271 | 9.478 | 7.2605 | 96.601 | 0.2 | 6.6747 | 6.6747 | 6.6747 | 6.6747 | 6.6747 | 6.6747 | 6.6747 | 6.6747 | 10.6812 | 10.6812 | 10.6812 | 10.6812 | 10.6812 | 10.6812 | 10.6812 | 10.6812 | 13 | 13
|  | 5744 | 8 | 656 | 8 | 240 | 28 | 2 | 35 | 17.28 | 2.74 | 45 | 100254 | 9.661 | 17.1657 | 85.3605 | 0.2 | 60.2497 | 60.2497 | 288.5864 | 60.2497 | 78.7795 | 60.2497 | 60.2497 | 60.2497 | 108.7828 | 71.8477 | 283.3438 | 71.8477 | 134.988 | 71.8477 | 71.8477 | 71.8477 | 140.9284 | 70.1644
|  | 5745 | 8 | 657 | 9 | 240 | 28 | 2 | 35 | 18.73 | 2.68 | 45 | 100238 | 9.787 | 26.9027 | 73.3405 | 0.2 | 86.6431 | 86.6431 | 198.2106 | 86.6431 | 120.0289 | 86.6431 | 86.6431 | 86.6431 | 137.5944 | 119.42 | 240.0919 | 119.42 | 184.8091 | 119.42 | 119.42 | 119.42 | 191.2393 | 132.151
|  | 5746 | 8 | 658 | 10 | 240 | 28 | 2 | 35 | 20.17 | 2.62 | 45 | 100221 | 9.831 | 35.9927 | 59.6404 | 0.2 | 128.0071 | 128.0071 | 555.067 | 128.0071 | 378.1571 | 128.0071 | 128.0071 | 128.0071 | 206.5129 | 129.1973 | 685.3726 | 129.1973 | 560.2784 | 129.1973 | 129.1973 | 129.1973 | 476.3151 | 116.8244
|  | 5747 | 8 | 659 | 11 | 240 | 28 | 2 | 35 | 21.29 | 2.49 | 39 | 100162 | 9.826 | 43.7518 | 43.1874 | 0.2 | 151.6674 | 151.6674 | 457.1417 | 151.6674 | 477.1075 | 151.6674 | 151.6674 | 151.6674 | 225.5039 | 153.4697 | 671.6277 | 153.4697 | 685.7457 | 153.4697 | 239.6218 | 153.4697 | 566.7088 | 139.3971
|  | 5748 | 8 | 660 | 12 | 240 | 28 | 2 | 35 | 22.4 | 2.36 | 32 | 100103 | 9.755 | 49.1971 | 23.1492 | 0.2 | 156.7594 | 156.7594 | 346.5931 | 156.7594 | 600.7622 | 156.7594 | 156.7594 | 156.7594 | 224.6646 | 143.0894 | 672.8547 | 143.0894 | 852.5794 | 143.0894 | 404.3893 | 143.0894 | 680.2051 | 120.8375
|  | 5749 | 8 | 661 | 13 | 240 | 28 | 2 | 35 | 23.52 | 2.23 | 25 | 100044 | 9.627 | 51.215 | 0.17519 | 0.2 | 163.2208 | 163.2208 | 164.6503 | 163.2208 | 630.7576 | 163.2208 | 163.2208 | 163.2208 | 230.1574 | 149.3526 | 561.7667 | 149.3526 | 891.3543 | 149.3526 | 559.745 | 149.3526 | 708.3715 | 126.5595
|  | 5750 | 8 | 662 | 14 | 240 | 28 | 2 | 35 | 23.59 | 2.51 | 23 | 100005 | 9.434 | 49.2547 | -22.8249 | 0.2 | 178.6157 | 178.6157 | 178.6157 | 178.6157 | 385.7463 | 178.6157 | 265.7912 | 178.6157 | 266.4055 | 228.4184 | 351.2266 | 228.4184 | 559.3324 | 228.4184 | 474.5113 | 228.4184 | 507.0979 | 246.2454
|  | 5751 | 8 | 663 | 15 | 240 | 28 | 2 | 35 | 23.65 | 2.78 | 20 | 99966 | 9.235 | 43.8524 | -42.9172 | 0.2 | 164.8956 | 164.8956 | 164.8956 | 164.8956 | 469.0968 | 164.8956 | 447.7466 | 164.8956 | 251.4911 | 184.4102 | 266.588 | 184.4102 | 681.6967 | 184.4102 | 666.5998 | 184.4102 | 582.9871 | 183.919
|  | 5752 | 8 | 664 | 16 | 240 | 28 | 2 | 35 | 23.72 | 3.05 | 18 | 99927 | 9.038 | 36.1197 | -59.419 | 0.2 | 148.6289 | 148.6289 | 148.6289 | 148.6289 | 348.9642 | 148.6289 | 487.6337 | 148.6289 | 237.3361 | 175.8057 | 175.8057 | 175.8057 | 520.6531 | 175.8057 | 618.7071 | 175.8057 | 467.4998 | 180.1473
|  | 5753 | 8 | 665 | 17 | 240 | 28 | 2 | 35 | 22.62 | 3.15 | 26 | 99913 | 9.099 | 27.0438 | -73.1519 | 0.2 | 87.4556 | 87.4556 | 87.4556 | 87.4556 | 99.1217 | 87.4556 | 125.9787 | 87.4556 | 141.1418 | 134.8617 | 134.8617 | 134.8617 | 157.6402 | 134.8617 | 176.631 | 134.8617 | 181.6374 | 161.0898
|  | 5754 | 8 | 666 | 18 | 240 | 28 | 2 | 35 | 21.52 | 3.25 | 34 | 99900 | 9.108 | 17.3125 | -85.1897 | 0.2 | 64.8974 | 64.8974 | 64.8974 | 64.8974 | 72.4216 | 64.8974 | 154.3085 | 64.8974 | 110.0926 | 95.6364 | 95.6364 | 95.6364 | 120.7334 | 95.6364 | 178.6362 | 95.6364 | 138.9755 | 111.0071
|  | 5755 | 8 | 667 | 19 | 240 | 28 | 2 | 35 | 20.42 | 3.35 | 41 | 99887 | 9.073 | 7.4069 | -96.4361 | 0.2 | 47.7856 | 33.4876 | 33.4876 | 33.4876 | 33.4876 | 33.4876 | 160.2358 | 33.4876 | 69.4348 | 47.5997 | 47.5997 | 47.5997 | 49.2145 | 47.5997 | 148.9492 | 47.5997 | 70.2413 | 53.6596
|  | 5756 | 8 | 668 | 20 | 240 | 28 | 2 | 35 | 19.54 | 3.06 | 48 | 99894 | 8.829 | 0 | -107.6207 | 0.2 | 0 | 0 | 0 | 0 | 0 | 0 | 0 | 0 | 0 | 0 | 0 | 0 | 0 | 0 | 0 | 0 | 0 | 0
|  | 5757 | 8 | 669 | 21 | 240 | 28 | 2 | 35 | 18.66 | 2.77 | 54 | 99900 | 8.582 | 0 | -119.372 | 0.2 | 0 | 0 | 0 | 0 | 0 | 0 | 0 | 0 | 0 | 0 | 0 | 0 | 0 | 0 | 0 | 0 | 0 | 0
|  | 5758 | 8 | 670 | 22 | 240 | 28 | 2 | 35 | 17.77 | 2.48 | 60 | 99907 | 8.327 | 0 | -132.2491 | 0.2 | 0 | 0 | 0 | 0 | 0 | 0 | 0 | 0 | 0 | 0 | 0 | 0 | 0 | 0 | 0 | 0 | 0 | 0
|  | 5759 | 8 | 671 | 23 | 240 | 28 | 2 | 35 | 17.3 | 2.14 | 63 | 99858 | 8.275 | 0 | -146.6745 | 0.2 | 0 | 0 | 0 | 0 | 0 | 0 | 0 | 0 | 0 | 0 | 0 | 0 | 0 | 0 | 0 | 0 | 0 | 0
|  | 5760 | 8 | 672 | 24 | 240 | 28 | 2 | 35 | 16.82 | 1.8 | 66 | 99809 | 8.211 | 0 | -162.7247 | 0.2 | 0 | 0 | 0 | 0 | 0 | 0 | 0 | 0 | 0 | 0 | 0 | 0 | 0 | 0 | 0 | 0 | 0 | 0
|  | 5761 | 8 | 673 | 1 | 241 | 29 | 3 | 35 | 16.34 | 1.46 | 69 | 99759 | 8.145 | 0 | 179.9162 | 0.2 | 0 | 0 | 0 | 0 | 0 | 0 | 0 | 0 | 0 | 0 | 0 | 0 | 0 | 0 | 0 | 0 | 0 | 0
|  | 5762 | 8 | 674 | 2 | 241 | 29 | 3 | 35 | 16.16 | 1.44 | 60 | 99707 | 8.253 | 0 | 162.6866 | 0.2 | 0 | 0 | 0 | 0 | 0 | 0 | 0 | 0 | 0 | 0 | 0 | 0 | 0 | 0 | 0 | 0 | 0 | 0
|  | 5763 | 8 | 675 | 3 | 241 | 29 | 3 | 35 | 15.97 | 1.43 | 52 | 99655 | 8.353 | 0 | 146.5688 | 0.2 | 0 | 0 | 0 | 0 | 0 | 0 | 0 | 0 | 0 | 0 | 0 | 0 | 0 | 0 | 0 | 0 | 0 | 0
|  | 5764 | 8 | 676 | 4 | 241 | 29 | 3 | 35 | 15.79 | 1.41 | 43 | 99602 | 8.455 | 0 | 132.0975 | 0.2 | 0 | 0 | 0 | 0 | 0 | 0 | 0 | 0 | 0 | 0 | 0 | 0 | 0 | 0 | 0 | 0 | 0 | 0
|  | 5765 | 8 | 677 | 5 | 241 | 29 | 3 | 35 | 15.74 | 1.96 | 39 | 99592 | 8.574 | 0 | 119.1922 | 0.2 | 0 | 0 | 0 | 0 | 0 | 0 | 0 | 0 | 0 | 0 | 0 | 0 | 0 | 0 | 0 | 0 | 0 | 0
|  | 5766 | 8 | 678 | 6 | 241 | 29 | 3 | 35 | 15.7 | 2.51 | 36 | 99582 | 8.699 | 0 | 107.4233 | 0.2 | 0 | 0 | 0 | 0 | 0 | 0 | 0 | 0 | 0 | 0 | 0 | 0 | 0 | 0 | 0 | 0 | 0 | 0
|  | 5767 | 8 | 679 | 7 | 241 | 29 | 3 | 35 | 15.65 | 3.06 | 32 | 99573 | 8.816 | 7.1167 | 96.2267 | 0.2 | 1.5282 | 1.5282 | 1.5282 | 1.5282 | 1.5282 | 1.5282 | 1.5282 | 1.5282 | 2.4563 | 2.4563 | 2.4563 | 2.4563 | 2.4563 | 2.4563 | 2.4563 | 2.4563 | 3 | 3
|  | 5768 | 8 | 680 | 8 | 241 | 29 | 3 | 35 | 15.79 | 3.15 | 27 | 99602 | 8.539 | 17.0228 | 84.9717 | 0.2 | 11.8722 | 11.8722 | 11.8722 | 11.8722 | 11.8722 | 11.8722 | 11.8722 | 11.8722 | 18.9422 | 18.9422 | 18.9422 | 18.9422 | 18.9422 | 18.9422 | 18.9422 | 18.9422 | 23 | 23
|  | 5769 | 8 | 681 | 9 | 241 | 29 | 3 | 35 | 15.94 | 3.24 | 21 | 99632 | 8.26 | 26.7469 | 72.9299 | 0.2 | 56.0244 | 56.0244 | 62.0965 | 56.0244 | 57.8889 | 56.0244 | 56.0244 | 56.0244 | 88.9448 | 87.9997 | 94.5569 | 87.9997 | 91.5817 | 87.9997 | 87.9997 | 87.9997 | 109 | 105.7988
|  | 5770 | 8 | 682 | 10 | 241 | 29 | 3 | 35 | 16.08 | 3.32 | 15 | 99661 | 7.972 | 35.8076 | 59.2051 | 0.2 | 62.2416 | 62.2416 | 65.5235 | 62.2416 | 64.1976 | 62.2416 | 62.2416 | 62.2416 | 98.2286 | 97.6627 | 101.9324 | 97.6627 | 100.9948 | 97.6627 | 97.6627 | 97.6627 | 120 | 117.2437
|  | 5771 | 8 | 683 | 11 | 241 | 29 | 3 | 35 | 16.58 | 3.21 | 20 | 99674 | 7.835 | 43.519 | 42.741 | 0.2 | 107.5613 | 107.5613 | 120.3129 | 107.5613 | 121.3602 | 107.5613 | 107.5613 | 107.5613 | 169.0695 | 166.2108 | 187.8436 | 166.2108 | 188.5842 | 166.2108 | 169.81 | 166.2108 | 216.0467 | 198.205
|  | 5772 | 8 | 684 | 12 | 241 | 29 | 3 | 35 | 17.07 | 3.09 | 24 | 99687 | 7.676 | 48.902 | 22.7412 | 0.2 | 109.5968 | 109.5968 | 115.0304 | 109.5968 | 122.56 | 109.5968 | 109.5968 | 109.5968 | 171.6377 | 169.4099 | 184.6462 | 169.4099 | 189.9704 | 169.4099 | 176.9619 | 169.4099 | 218 | 201.8863
|  | 5773 | 8 | 685 | 13 | 241 | 29 | 3 | 35 | 17.57 | 2.98 | 28 | 99700 | 7.503 | 50.8603 | -0.11266 | 0.2 | 113.9247 | 113.9247 | 113.9247 | 113.9247 | 128.2449 | 113.9247 | 113.9528 | 113.9247 | 178.1726 | 175.8562 | 188.2786 | 175.8562 | 198.4245 | 175.8562 | 188.3185 | 175.8562 | 227 | 209.4038
|  | 5774 | 8 | 686 | 14 | 241 | 29 | 3 | 35 | 18.48 | 3.1 | 23 | 99717 | 8.004 | 48.865 | -22.95 | 0.2 | 70.8119 | 70.8119 | 70.8119 | 70.8119 | 73.6974 | 70.8119 | 72.0338 | 70.8119 | 111.1409 | 110.6444 | 112.3173 | 110.6444 | 115.2217 | 110.6444 | 114.0453 | 110.6444 | 136 | 132.4123
|  | 5775 | 8 | 687 | 15 | 241 | 29 | 3 | 35 | 19.39 | 3.23 | 19 | 99733 | 8.535 | 43.4542 | -42.9155 | 0.2 | 134.9863 | 134.9863 | 134.9863 | 134.9863 | 165.3857 | 134.9863 | 163.2505 | 134.9863 | 212.2226 | 205.9095 | 213.7324 | 205.9095 | 255.2139 | 205.9095 | 253.704 | 205.9095 | 283.7539 | 244.4265
|  | 5776 | 8 | 688 | 16 | 241 | 29 | 3 | 35 | 20.3 | 3.35 | 14 | 99750 | 9.099 | 35.7256 | -59.3484 | 0.2 | 82.0952 | 82.0952 | 82.0952 | 82.0952 | 88.3516 | 82.0952 | 92.6524 | 82.0952 | 129.7439 | 127.9265 | 127.9265 | 127.9265 | 138.5918 | 127.9265 | 141.6329 | 127.9265 | 162 | 153.1735
|  | 5777 | 8 | 689 | 17 | 241 | 29 | 3 | 35 | 19.56 | 3.51 | 19 | 99750 | 8.84 | 26.6557 | -73.052 | 0.2 | 33.4918 | 33.4918 | 33.4918 | 33.4918 | 33.4918 | 33.4918 | 33.4918 | 33.4918 | 53.0313 | 53.0313 | 53.0313 | 53.0313 | 53.0313 | 53.0313 | 53.0313 | 53.0313 | 64 | 64
|  | 5778 | 8 | 690 | 18 | 241 | 29 | 3 | 35 | 18.83 | 3.66 | 25 | 99750 | 8.588 | 16.9278 | -85.0823 | 0.2 | 30.3107 | 30.3107 | 30.3107 | 30.3107 | 30.3107 | 30.3107 | 30.3107 | 30.3107 | 48.0305 | 48.0305 | 48.0305 | 48.0305 | 48.0305 | 48.0305 | 48.0305 | 48.0305 | 58 | 58
|  | 5779 | 8 | 691 | 19 | 241 | 29 | 3 | 35 | 18.09 | 3.82 | 30 | 99750 | 8.334 | 7.0219 | -96.3335 | 0.2 | 39.8696 | 29.3919 | 29.3919 | 29.3919 | 29.3919 | 29.3919 | 123.7916 | 29.3919 | 57.7042 | 42.023 | 42.023 | 42.023 | 42.8865 | 42.023 | 117.046 | 42.023 | 59.0721 | 47.3733
|  | 5780 | 8 | 692 | 20 | 241 | 29 | 3 | 35 | 17.59 | 3.95 | 33 | 99809 | 8.082 | 0 | -107.5327 | 0.2 | 0 | 0 | 0 | 0 | 0 | 0 | 0 | 0 | 0 | 0 | 0 | 0 | 0 | 0 | 0 | 0 | 0 | 0
|  | 5781 | 8 | 693 | 21 | 241 | 29 | 3 | 35 | 17.09 | 4.08 | 37 | 99868 | 7.837 | 0 | -119.31 | 0.2 | 0 | 0 | 0 | 0 | 0 | 0 | 0 | 0 | 0 | 0 | 0 | 0 | 0 | 0 | 0 | 0 | 0 | 0
|  | 5782 | 8 | 694 | 22 | 241 | 29 | 3 | 35 | 16.58 | 4.21 | 40 | 99927 | 7.593 | 0 | -132.2287 | 0.2 | 0 | 0 | 0 | 0 | 0 | 0 | 0 | 0 | 0 | 0 | 0 | 0 | 0 | 0 | 0 | 0 | 0 | 0
|  | 5783 | 8 | 695 | 23 | 241 | 29 | 3 | 35 | 16.47 | 4.02 | 43 | 99927 | 7.582 | 0 | -146.7162 | 0.2 | 0 | 0 | 0 | 0 | 0 | 0 | 0 | 0 | 0 | 0 | 0 | 0 | 0 | 0 | 0 | 0 | 0 | 0
|  | 5784 | 8 | 696 | 24 | 241 | 29 | 3 | 35 | 16.36 | 3.83 | 45 | 99927 | 7.57 | 0 | -162.8484 | 0.2 | 0 | 0 | 0 | 0 | 0 | 0 | 0 | 0 | 0 | 0 | 0 | 0 | 0 | 0 | 0 | 0 | 0 | 0
|  | 5785 | 8 | 697 | 1 | 242 | 30 | 4 | 35 | 16.25 | 3.64 | 48 | 99927 | 7.559 | 0 | 179.8389 | 0.2 | 0 | 0 | 0 | 0 | 0 | 0 | 0 | 0 | 0 | 0 | 0 | 0 | 0 | 0 | 0 | 0 | 0 | 0
|  | 5786 | 8 | 698 | 2 | 242 | 30 | 4 | 35 | 15.65 | 3.63 | 44 | 99920 | 7.573 | 0 | 162.5295 | 0.2 | 0 | 0 | 0 | 0 | 0 | 0 | 0 | 0 | 0 | 0 | 0 | 0 | 0 | 0 | 0 | 0 | 0 | 0
|  | 5787 | 8 | 699 | 3 | 242 | 30 | 4 | 35 | 15.04 | 3.62 | 41 | 99913 | 7.57 | 0 | 146.3538 | 0.2 | 0 | 0 | 0 | 0 | 0 | 0 | 0 | 0 | 0 | 0 | 0 | 0 | 0 | 0 | 0 | 0 | 0 | 0
|  | 5788 | 8 | 700 | 4 | 242 | 30 | 4 | 35 | 14.44 | 3.61 | 37 | 99907 | 7.559 | 0 | 131.8484 | 0.2 | 0 | 0 | 0 | 0 | 0 | 0 | 0 | 0 | 0 | 0 | 0 | 0 | 0 | 0 | 0 | 0 | 0 | 0
|  | 5789 | 8 | 701 | 5 | 242 | 30 | 4 | 35 | 14.48 | 3.98 | 34 | 99933 | 7.538 | 0 | 118.9246 | 0.2 | 0 | 0 | 0 | 0 | 0 | 0 | 0 | 0 | 0 | 0 | 0 | 0 | 0 | 0 | 0 | 0 | 0 | 0
|  | 5790 | 8 | 702 | 6 | 242 | 30 | 4 | 35 | 14.53 | 4.34 | 31 | 99959 | 7.522 | 0 | 107.1444 | 0.2 | 0 | 0 | 0 | 0 | 0 | 0 | 0 | 0 | 0 | 0 | 0 | 0 | 0 | 0 | 0 | 0 | 0 | 0
|  | 5791 | 8 | 703 | 7 | 242 | 30 | 4 | 35 | 14.57 | 4.7 | 28 | 99985 | 7.501 | 6.8936 | 95.938 | 0.2 | 10.8546 | 10.8546 | 10.8546 | 10.8546 | 10.8546 | 10.8546 | 10.8546 | 10.8546 | 17.3055 | 17.3055 | 17.3055 | 17.3055 | 17.3055 | 17.3055 | 17.3055 | 17.3055 | 21 | 21
|  | 5792 | 8 | 704 | 8 | 242 | 30 | 4 | 35 | 14.81 | 4.64 | 29 | 100015 | 7.237 | 16.8001 | 84.6719 | 0.2 | 63.6872 | 63.6872 | 450.0034 | 63.6872 | 99.7159 | 63.6872 | 63.6872 | 63.6872 | 125.62 | 68.2639 | 424.263 | 68.2639 | 176.5723 | 68.2639 | 68.2639 | 68.2639 | 178.3806 | 61.238
|  | 5793 | 8 | 705 | 9 | 242 | 30 | 4 | 35 | 15.05 | 4.57 | 29 | 100044 | 6.963 | 26.514 | 72.6182 | 0.2 | 98.2319 | 98.2319 | 617.39 | 98.2319 | 260.7448 | 98.2319 | 98.2319 | 98.2319 | 172.4985 | 95.5079 | 654.5127 | 95.5079 | 402.3265 | 95.5079 | 95.5079 | 95.5079 | 352.7083 | 81.3143
|  | 5794 | 8 | 706 | 10 | 242 | 30 | 4 | 35 | 15.29 | 4.51 | 29 | 100074 | 6.68 | 35.5525 | 58.8869 | 0.2 | 116.5647 | 116.5647 | 653.4126 | 116.5647 | 440.5792 | 116.5647 | 116.5647 | 116.5647 | 185.4479 | 97.6793 | 794.1695 | 97.6793 | 643.6735 | 97.6793 | 97.6793 | 97.6793 | 521.8833 | 73.7453
|  | 5795 | 8 | 707 | 11 | 242 | 30 | 4 | 35 | 16.27 | 4.47 | 30 | 100061 | 6.626 | 43.2301 | 42.4385 | 0.2 | 128.9108 | 128.9108 | 549.3747 | 128.9108 | 588.7567 | 128.9108 | 128.9108 | 128.9108 | 186.36 | 97.3384 | 808.8331 | 97.3384 | 836.6804 | 97.3384 | 214.2073 | 97.3384 | 652.1356 | 66.3942
|  | 5796 | 8 | 708 | 12 | 242 | 30 | 4 | 35 | 17.25 | 4.44 | 30 | 100048 | 6.535 | 48.5736 | 22.5064 | 0.2 | 137.0783 | 137.0783 | 363.4908 | 137.0783 | 683.5127 | 137.0783 | 137.0783 | 137.0783 | 185.6425 | 98.0685 | 732.1278 | 98.0685 | 958.4175 | 98.0685 | 411.9322 | 98.0685 | 733.3113 | 63.0285
|  | 5797 | 8 | 709 | 13 | 242 | 30 | 4 | 35 | 18.23 | 4.4 | 31 | 100035 | 6.4 | 50.5029 | -0.21404 | 0.2 | 143.7437 | 143.7437 | 143.7437 | 143.7437 | 710.1733 | 143.7437 | 145.8596 | 143.7437 | 190.4344 | 105.0308 | 589.4644 | 105.0308 | 991.4869 | 105.0308 | 592.4569 | 105.0308 | 756.6707 | 69.4621
|  | 5798 | 8 | 710 | 14 | 242 | 30 | 4 | 35 | 18.68 | 4.27 | 28 | 100044 | 6.458 | 48.5031 | -22.9037 | 0.2 | 142.9505 | 142.9505 | 142.9505 | 142.9505 | 684.3556 | 142.9505 | 371.6898 | 142.9505 | 193.8953 | 106.928 | 414.9835 | 106.928 | 959.5578 | 106.928 | 738.4696 | 106.928 | 737.157 | 72.7615
|  | 5799 | 8 | 711 | 15 | 242 | 30 | 4 | 35 | 19.13 | 4.14 | 24 | 100054 | 6.514 | 43.1066 | -42.7712 | 0.2 | 133.8296 | 133.8296 | 133.8296 | 133.8296 | 607.4881 | 133.8296 | 572.0002 | 133.8296 | 194.3557 | 102.2239 | 219.4494 | 102.2239 | 864.21 | 102.2239 | 839.1163 | 102.2239 | 675.0606 | 71.1081
|  | 5800 | 8 | 712 | 16 | 242 | 30 | 4 | 35 | 19.59 | 4.01 | 20 | 100064 | 6.57 | 35.3961 | -59.1606 | 0.2 | 120.3442 | 120.3442 | 120.3442 | 120.3442 | 480.3553 | 120.3442 | 723.3254 | 120.3442 | 196.5635 | 98.2751 | 98.2751 | 98.2751 | 705.696 | 98.2751 | 877.5018 | 98.2751 | 572.8239 | 73.8121
|  | 5801 | 8 | 713 | 17 | 242 | 30 | 4 | 35 | 18.76 | 3.46 | 17 | 100087 | 6.716 | 26.3398 | -72.8519 | 0.2 | 104.8463 | 104.8463 | 104.8463 | 104.8463 | 308.7288 | 104.8463 | 765.603 | 104.8463 | 195.1113 | 97.1951 | 97.1951 | 97.1951 | 483.4447 | 97.1951 | 806.5035 | 97.1951 | 423.561 | 81.2042
|  | 5802 | 8 | 714 | 18 | 242 | 30 | 4 | 35 | 17.93 | 2.91 | 14 | 100110 | 6.829 | 16.6184 | -84.8836 | 0.2 | 74.5956 | 74.5956 | 74.5956 | 74.5956 | 129.8518 | 74.5956 | 691.7405 | 74.5956 | 170.8712 | 79.1765 | 79.1765 | 79.1765 | 249.0154 | 79.1765 | 646.3307 | 79.1765 | 259.2697 | 74.3376
|  | 5803 | 8 | 715 | 19 | 242 | 30 | 4 | 35 | 17.1 | 2.36 | 10 | 100133 | 6.91 | 6.7122 | -96.1425 | 0.2 | 76.9123 | 43.4622 | 43.4622 | 43.4622 | 43.4622 | 43.4622 | 354.28 | 43.4622 | 107.7669 | 58.099 | 58.099 | 58.099 | 60.4614 | 58.099 | 303.8955 | 58.099 | 99.791 | 63
|  | 5804 | 8 | 716 | 20 | 242 | 30 | 4 | 35 | 16.16 | 2.17 | 11 | 100182 | 7.043 | 0 | -107.354 | 0.2 | 0 | 0 | 0 | 0 | 0 | 0 | 0 | 0 | 0 | 0 | 0 | 0 | 0 | 0 | 0 | 0 | 0 | 0
|  | 5805 | 8 | 717 | 21 | 242 | 30 | 4 | 35 | 15.22 | 1.97 | 11 | 100231 | 7.135 | 0 | -119.1502 | 0.2 | 0 | 0 | 0 | 0 | 0 | 0 | 0 | 0 | 0 | 0 | 0 | 0 | 0 | 0 | 0 | 0 | 0 | 0
|  | 5806 | 8 | 718 | 22 | 242 | 30 | 4 | 35 | 14.28 | 1.78 | 12 | 100280 | 7.187 | 0 | -132.0998 | 0.2 | 0 | 0 | 0 | 0 | 0 | 0 | 0 | 0 | 0 | 0 | 0 | 0 | 0 | 0 | 0 | 0 | 0 | 0
|  | 5807 | 8 | 719 | 23 | 242 | 30 | 4 | 35 | 13.88 | 1.88 | 11 | 100290 | 7.34 | 0 | -146.6367 | 0.2 | 0 | 0 | 0 | 0 | 0 | 0 | 0 | 0 | 0 | 0 | 0 | 0 | 0 | 0 | 0 | 0 | 0 | 0
|  | 5808 | 8 | 720 | 24 | 242 | 30 | 4 | 35 | 13.48 | 1.97 | 10 | 100300 | 7.479 | 0 | -162.8403 | 0.2 | 0 | 0 | 0 | 0 | 0 | 0 | 0 | 0 | 0 | 0 | 0 | 0 | 0 | 0 | 0 | 0 | 0 | 0
|  | 5809 | 8 | 721 | 1 | 243 | 31 | 5 | 35 | 13.08 | 2.07 | 9 | 100310 | 7.607 | 0 | 179.7583 | 0.2 | 0 | 0 | 0 | 0 | 0 | 0 | 0 | 0 | 0 | 0 | 0 | 0 | 0 | 0 | 0 | 0 | 0 | 0
|  | 5810 | 8 | 722 | 2 | 243 | 31 | 5 | 35 | 12.33 | 2.1 | 18 | 100316 | 7.45 | 0 | 162.3682 | 0.2 | 0 | 0 | 0 | 0 | 0 | 0 | 0 | 0 | 0 | 0 | 0 | 0 | 0 | 0 | 0 | 0 | 0 | 0
|  | 5811 | 8 | 723 | 3 | 243 | 31 | 5 | 35 | 11.59 | 2.13 | 27 | 100323 | 7.293 | 0 | 146.1344 | 0.2 | 0 | 0 | 0 | 0 | 0 | 0 | 0 | 0 | 0 | 0 | 0 | 0 | 0 | 0 | 0 | 0 | 0 | 0
|  | 5812 | 8 | 724 | 4 | 243 | 31 | 5 | 35 | 10.84 | 2.17 | 36 | 100330 | 7.127 | 0 | 131.5949 | 0.2 | 0 | 0 | 0 | 0 | 0 | 0 | 0 | 0 | 0 | 0 | 0 | 0 | 0 | 0 | 0 | 0 | 0 | 0
|  | 5813 | 8 | 725 | 5 | 243 | 31 | 5 | 35 | 11.19 | 1.88 | 24 | 100330 | 7.316 | 0 | 118.6531 | 0.2 | 0 | 0 | 0 | 0 | 0 | 0 | 0 | 0 | 0 | 0 | 0 | 0 | 0 | 0 | 0 | 0 | 0 | 0
|  | 5814 | 8 | 726 | 6 | 243 | 31 | 5 | 35 | 11.55 | 1.59 | 13 | 100330 | 7.514 | 0 | 106.8622 | 0.2 | 0 | 0 | 0 | 0 | 0 | 0 | 0 | 0 | 0 | 0 | 0 | 0 | 0 | 0 | 0 | 0 | 0 | 0
|  | 5815 | 8 | 727 | 7 | 243 | 31 | 5 | 35 | 11.9 | 1.3 | 1 | 100330 | 7.712 | 6.67 | 95.6463 | 0.2 | 4.0916 | 4.0916 | 4.0916 | 4.0916 | 4.0916 | 4.0916 | 4.0916 | 4.0916 | 6.5618 | 6.5618 | 6.5618 | 6.5618 | 6.5618 | 6.5618 | 6.5618 | 6.5618 | 8 | 8
|  | 5816 | 8 | 728 | 8 | 243 | 31 | 5 | 35 | 13.72 | 1.52 | 359 | 100336 | 8.363 | 16.5767 | 84.3694 | 0.2 | 32.2228 | 32.2228 | 33.7567 | 32.2228 | 32.374 | 32.2228 | 32.2228 | 32.2228 | 51.2049 | 50.9874 | 52.3965 | 50.9874 | 51.4188 | 50.9874 | 50.9874 | 50.9874 | 62 | 61.5412
|  | 5817 | 8 | 729 | 9 | 243 | 31 | 5 | 35 | 15.54 | 1.74 | 357 | 100343 | 9.04 | 26.28 | 72.3042 | 0.2 | 90.7407 | 90.7407 | 243.9611 | 90.7407 | 139.6273 | 90.7407 | 90.7407 | 90.7407 | 144.7769 | 123.1883 | 287.6881 | 123.1883 | 213.913 | 123.1883 | 123.1883 | 123.1883 | 215.3036 | 135.8862
|  | 5818 | 8 | 730 | 10 | 243 | 31 | 5 | 35 | 17.36 | 1.96 | 356 | 100349 | 9.739 | 35.296 | 58.5668 | 0.2 | 118.8241 | 118.8241 | 219.8738 | 118.8241 | 180.5856 | 118.8241 | 118.8241 | 118.8241 | 185.4141 | 169.8021 | 300.5391 | 169.8021 | 272.7581 | 169.8021 | 169.8021 | 169.8021 | 278.4712 | 194.6309
|  | 5819 | 8 | 731 | 11 | 243 | 31 | 5 | 35 | 18.11 | 2.21 | 348 | 100310 | 9.676 | 42.9392 | 42.1346 | 0.2 | 131.1864 | 131.1864 | 540.3618 | 131.1864 | 583.4811 | 131.1864 | 131.1864 | 131.1864 | 184.0958 | 102.6016 | 793.2472 | 102.6016 | 823.7371 | 102.6016 | 214.5857 | 102.6016 | 640.2638 | 72.7189
|  | 5820 | 8 | 732 | 12 | 243 | 31 | 5 | 35 | 18.86 | 2.46 | 340 | 100271 | 9.581 | 48.2429 | 22.2705 | 0.2 | 144.6989 | 144.6989 | 357.026 | 144.6989 | 663.1668 | 144.6989 | 144.6989 | 144.6989 | 190.8715 | 113.7307 | 707.6216 | 113.7307 | 924.0958 | 113.7307 | 407.3457 | 113.7307 | 709.1343 | 81.5728
|  | 5821 | 8 | 733 | 13 | 243 | 31 | 5 | 35 | 19.61 | 2.7 | 332 | 100231 | 9.452 | 50.1429 | -0.31742 | 0.2 | 168.204 | 168.204 | 168.204 | 168.204 | 286.5101 | 168.204 | 168.8594 | 168.204 | 251.791 | 235.2417 | 334.9826 | 235.2417 | 419.1011 | 235.2417 | 335.9095 | 235.2417 | 408.1278 | 266.4174
|  | 5822 | 8 | 734 | 14 | 243 | 31 | 5 | 35 | 19.87 | 2.85 | 328 | 100218 | 9.477 | 48.1384 | -22.8603 | 0.2 | 48.7802 | 48.7802 | 48.7802 | 48.7802 | 48.8271 | 48.7802 | 48.8 | 48.7802 | 76.6606 | 76.6536 | 76.6798 | 76.6536 | 76.727 | 76.6536 | 76.7078 | 76.6536 | 92 | 91.9431
|  | 5823 | 8 | 735 | 15 | 243 | 31 | 5 | 35 | 20.13 | 3 | 324 | 100205 | 9.5 | 42.7556 | -42.6298 | 0.2 | 33.1896 | 33.1896 | 33.1896 | 33.1896 | 33.1896 | 33.1896 | 33.1896 | 33.1896 | 52.3591 | 52.3591 | 52.3591 | 52.3591 | 52.3591 | 52.3591 | 52.3591 | 52.3591 | 63 | 63
|  | 5824 | 8 | 736 | 16 | 243 | 31 | 5 | 35 | 20.4 | 3.14 | 320 | 100192 | 9.528 | 35.0631 | -58.975 | 0.2 | 46.9119 | 46.9119 | 46.9119 | 46.9119 | 46.9231 | 46.9119 | 46.9306 | 46.9119 | 73.9804 | 73.9776 | 73.9776 | 73.9776 | 73.9963 | 73.9776 | 74.0016 | 73.9776 | 89 | 88.9847
|  | 5825 | 8 | 737 | 17 | 243 | 31 | 5 | 35 | 19.64 | 2.72 | 311 | 100185 | 9.525 | 26.0203 | -72.6531 | 0.2 | 110.5424 | 110.5424 | 110.5424 | 110.5424 | 176.7476 | 110.5424 | 322.4914 | 110.5424 | 179.4724 | 149.6376 | 149.6376 | 149.6376 | 273.1006 | 149.6376 | 376.157 | 149.6376 | 274.0451 | 165.6473
|  | 5826 | 8 | 738 | 18 | 243 | 31 | 5 | 35 | 16.19 | 1.88 | 301 | 100179 | 8.456 | 16.3056 | -84.6857 | 0.2 | 70.3066 | 70.3066 | 70.3066 | 70.3066 | 85.9234 | 70.3066 | 238.1951 | 70.3066 | 121.7391 | 97.9045 | 97.9045 | 97.9045 | 143.8246 | 97.9045 | 251.497 | 97.9045 | 158.8653 | 109.5413
|  | 5827 | 8 | 739 | 19 | 243 | 31 | 5 | 35 | 16.29 | 1.88 | 292 | 100172 | 8.666 | 6.3991 | -95.9518 | 0.2 | 54.5954 | 35.9637 | 35.9637 | 35.9637 | 35.9637 | 35.9637 | 214.6781 | 35.9637 | 75.8212 | 48.397 | 48.397 | 48.397 | 49.472 | 48.397 | 189.0167 | 48.397 | 72.0548 | 51.9028
|  | 5828 | 8 | 740 | 20 | 243 | 31 | 5 | 35 | 16.39 | 1.88 | 283 | 100208 | 8.874 | 0 | -107.1753 | 0.2 | 0 | 0 | 0 | 0 | 0 | 0 | 0 | 0 | 0 | 0 | 0 | 0 | 0 | 0 | 0 | 0 | 0 | 0
|  | 5829 | 8 | 741 | 21 | 243 | 31 | 5 | 35 | 16.48 | 1.87 | 275 | 100244 | 9.08 | 0 | -118.9905 | 0.2 | 0 | 0 | 0 | 0 | 0 | 0 | 0 | 0 | 0 | 0 | 0 | 0 | 0 | 0 | 0 | 0 | 0 | 0
|  | 5830 | 8 | 742 | 22 | 243 | 31 | 5 | 35 | 16.58 | 1.87 | 266 | 100280 | 9.293 | 0 | -131.9711 | 0.2 | 0 | 0 | 0 | 0 | 0 | 0 | 0 | 0 | 0 | 0 | 0 | 0 | 0 | 0 | 0 | 0 | 0 | 0
|  | 5831 | 8 | 743 | 23 | 243 | 31 | 5 | 35 | 16.68 | 1.87 | 265 | 100284 | 9.512 | 0 | -146.558 | 0.2 | 0 | 0 | 0 | 0 | 0 | 0 | 0 | 0 | 0 | 0 | 0 | 0 | 0 | 0 | 0 | 0 | 0 | 0
|  | 5832 | 8 | 744 | 24 | 243 | 31 | 5 | 35 | 16.78 | 1.86 | 263 | 100287 | 9.733 | 0 | -162.8341 | 0.2 | 0 | 0 | 0 | 0 | 0 | 0 | 0 | 0 | 0 | 0 | 0 | 0 | 0 | 0 | 0 | 0 | 0 | 0
|  | 5833 | 9 | 1 | 1 | 244 | 1 | 6 | 35 | 16.88 | 1.86 | 262 | 100290 | 9.956 | 0 | 179.6744 | 0.2 | 0 | 0 | 0 | 0 | 0 | 0 | 0 | 0 | 0 | 0 | 0 | 0 | 0 | 0 | 0 | 0 | 0 | 0
|  | 5834 | 9 | 2 | 2 | 244 | 1 | 6 | 35 | 16.97 | 1.85 | 119 | 99756 | 10.231 | 0 | 162.2026 | 0.2 | 0 | 0 | 0 | 0 | 0 | 0 | 0 | 0 | 0 | 0 | 0 | 0 | 0 | 0 | 0 | 0 | 0 | 0
|  | 5835 | 9 | 3 | 3 | 244 | 1 | 6 | 35 | 17.07 | 1.85 | 126 | 99723 | 10.465 | 0 | 145.9104 | 0.2 | 0 | 0 | 0 | 0 | 0 | 0 | 0 | 0 | 0 | 0 | 0 | 0 | 0 | 0 | 0 | 0 | 0 | 0
|  | 5836 | 9 | 4 | 4 | 244 | 1 | 6 | 35 | 17.17 | 1.85 | 134 | 99691 | 10.701 | 0 | 131.3373 | 0.2 | 0 | 0 | 0 | 0 | 0 | 0 | 0 | 0 | 0 | 0 | 0 | 0 | 0 | 0 | 0 | 0 | 0 | 0
|  | 5837 | 9 | 5 | 5 | 244 | 1 | 6 | 35 | 17.27 | 1.84 | 139 | 99684 | 10.937 | 0 | 118.378 | 0.2 | 0 | 0 | 0 | 0 | 0 | 0 | 0 | 0 | 0 | 0 | 0 | 0 | 0 | 0 | 0 | 0 | 0 | 0
|  | 5838 | 9 | 6 | 6 | 244 | 1 | 6 | 35 | 17.37 | 1.84 | 144 | 99677 | 11.177 | 0 | 106.5767 | 0.2 | 0 | 0 | 0 | 0 | 0 | 0 | 0 | 0 | 0 | 0 | 0 | 0 | 0 | 0 | 0 | 0 | 0 | 0
|  | 5839 | 9 | 7 | 7 | 244 | 1 | 6 | 35 | 17.46 | 1.84 | 149 | 99671 | 11.411 | 6.446 | 95.3516 | 0.2 | 7.7187 | 7.7187 | 7.7187 | 7.7187 | 7.7187 | 7.7187 | 7.7187 | 7.7187 | 12.3366 | 12.3366 | 12.3366 | 12.3366 | 12.3366 | 12.3366 | 12.3366 | 12.3366 | 15 | 15
|  | 5840 | 9 | 8 | 8 | 244 | 1 | 6 | 35 | 17.56 | 1.83 | 161 | 99677 | 11.654 | 16.3526 | 84.0642 | 0.2 | 64.0909 | 64.0909 | 485.9327 | 64.0909 | 107.9503 | 64.0909 | 64.0909 | 64.0909 | 124.7431 | 67.7622 | 454.0436 | 67.7622 | 186.7697 | 67.7622 | 67.7622 | 67.7622 | 184.6234 | 60.1808
|  | 5841 | 9 | 9 | 9 | 244 | 1 | 6 | 35 | 17.66 | 1.83 | 173 | 99684 | 11.899 | 26.0449 | 71.9879 | 0.2 | 98.9246 | 98.9246 | 385.7916 | 98.9246 | 192.2006 | 98.9246 | 98.9246 | 98.9246 | 154.4 | 116.116 | 423.2017 | 116.116 | 286.3122 | 116.116 | 116.116 | 116.116 | 261.4046 | 113.9869
|  | 5842 | 9 | 10 | 10 | 244 | 1 | 6 | 35 | 25.46 | 1.82 | 185 | 99691 | 14.953 | 35.0379 | 58.2448 | 0.2 | 125.7405 | 125.7405 | 584.1384 | 125.7405 | 409.4631 | 125.7405 | 125.7405 | 125.7405 | 186.5663 | 119.893 | 711.3247 | 119.893 | 587.8106 | 119.893 | 119.893 | 119.893 | 479.7159 | 101.7031
|  | 5843 | 9 | 11 | 11 | 244 | 1 | 6 | 35 | 26.72 | 2.11 | 199 | 99661 | 14.999 | 42.6464 | 41.8294 | 0.2 | 155.6122 | 155.6122 | 323.6848 | 155.6122 | 343.397 | 155.6122 | 155.6122 | 155.6122 | 230.1918 | 198.8445 | 481.8211 | 198.8445 | 495.7597 | 198.8445 | 244.1305 | 198.8445 | 446.7465 | 214.6299
|  | 5844 | 9 | 12 | 12 | 244 | 1 | 6 | 35 | 27.98 | 2.4 | 214 | 99632 | 14.952 | 47.91 | 22.0335 | 0.2 | 172.9434 | 172.9434 | 271.922 | 172.9434 | 417.5119 | 172.9434 | 172.9434 | 172.9434 | 250.0414 | 216.433 | 492.9658 | 216.433 | 595.9134 | 216.433 | 352.989 | 216.433 | 523.7759 | 231.678
|  | 5845 | 9 | 13 | 13 | 244 | 1 | 6 | 35 | 29.24 | 2.69 | 228 | 99602 | 14.794 | 49.7806 | -0.42263 | 0.2 | 170.1169 | 170.1169 | 170.1169 | 170.1169 | 576.9154 | 170.1169 | 173.1176 | 170.1169 | 233.5424 | 181.0288 | 519.0706 | 181.0288 | 808.8424 | 181.0288 | 523.3142 | 181.0288 | 656.9647 | 175.9006
|  | 5846 | 9 | 14 | 14 | 244 | 1 | 6 | 35 | 29.13 | 2.54 | 230 | 99602 | 14.082 | 47.7708 | -22.8198 | 0.2 | 146.9881 | 146.9881 | 146.9881 | 146.9881 | 186.6094 | 146.9881 | 163.6595 | 146.9881 | 228.7314 | 223.2606 | 244.9595 | 223.2606 | 284.7645 | 223.2606 | 268.5364 | 223.2606 | 311.8407 | 264.4824
|  | 5847 | 9 | 15 | 15 | 244 | 1 | 6 | 35 | 29.02 | 2.4 | 231 | 99602 | 13.38 | 42.4015 | -42.4912 | 0.2 | 133.5687 | 133.5687 | 133.5687 | 133.5687 | 610.9092 | 133.5687 | 570.8362 | 133.5687 | 183.9382 | 103.471 | 212.2742 | 103.471 | 858.9997 | 103.471 | 830.6638 | 103.471 | 664.2108 | 73.0723
|  | 5848 | 9 | 16 | 16 | 244 | 1 | 6 | 35 | 28.92 | 2.25 | 232 | 99602 | 12.695 | 34.7267 | -58.7914 | 0.2 | 126.769 | 126.769 | 126.769 | 126.769 | 469.5137 | 126.769 | 692.516 | 126.769 | 194.9449 | 113.1074 | 113.1074 | 113.1074 | 679.6592 | 113.1074 | 837.3456 | 113.1074 | 551.0689 | 92.5885
|  | 5849 | 9 | 17 | 17 | 244 | 1 | 6 | 35 | 27.44 | 2.13 | 215 | 99596 | 13.317 | 25.6974 | -72.4556 | 0.2 | 108.9577 | 108.9577 | 108.9577 | 108.9577 | 302.5393 | 108.9577 | 721.2654 | 108.9577 | 189.9834 | 108.3528 | 108.3528 | 108.3528 | 463.7491 | 108.3528 | 759.8332 | 108.3528 | 405.2095 | 96.1848
|  | 5850 | 9 | 18 | 18 | 244 | 1 | 6 | 35 | 25.97 | 2.02 | 199 | 99589 | 13.747 | 15.9895 | -84.4885 | 0.2 | 83.1133 | 83.1133 | 83.1133 | 83.1133 | 132.8305 | 83.1133 | 598.3604 | 83.1133 | 166.0142 | 96.2859 | 96.2859 | 96.2859 | 236.3249 | 96.2859 | 565.5043 | 96.2859 | 243.5349 | 95.207
|  | 5851 | 9 | 19 | 19 | 244 | 1 | 6 | 35 | 24.49 | 1.9 | 182 | 99582 | 13.988 | 6.0828 | -95.7615 | 0.2 | 10.3424 | 10.3424 | 10.3424 | 10.3424 | 10.3424 | 10.3424 | 10.3424 | 10.3424 | 16.4847 | 16.4847 | 16.4847 | 16.4847 | 16.4847 | 16.4847 | 16.4847 | 16.4847 | 20 | 20
|  | 5852 | 9 | 20 | 20 | 244 | 1 | 6 | 35 | 23.13 | 1.89 | 187 | 99615 | 13.454 | 0 | -106.9967 | 0.2 | 0 | 0 | 0 | 0 | 0 | 0 | 0 | 0 | 0 | 0 | 0 | 0 | 0 | 0 | 0 | 0 | 0 | 0
|  | 5853 | 9 | 21 | 21 | 244 | 1 | 6 | 35 | 21.77 | 1.87 | 193 | 99648 | 12.906 | 0 | -118.8308 | 0.2 | 0 | 0 | 0 | 0 | 0 | 0 | 0 | 0 | 0 | 0 | 0 | 0 | 0 | 0 | 0 | 0 | 0 | 0
|  | 5854 | 9 | 22 | 22 | 244 | 1 | 6 | 35 | 20.4 | 1.85 | 198 | 99681 | 12.341 | 0 | -131.8426 | 0.2 | 0 | 0 | 0 | 0 | 0 | 0 | 0 | 0 | 0 | 0 | 0 | 0 | 0 | 0 | 0 | 0 | 0 | 0
|  | 5855 | 9 | 23 | 23 | 244 | 1 | 6 | 35 | 20.06 | 1.88 | 206 | 99700 | 12.314 | 0 | -146.4802 | 0.2 | 0 | 0 | 0 | 0 | 0 | 0 | 0 | 0 | 0 | 0 | 0 | 0 | 0 | 0 | 0 | 0 | 0 | 0
|  | 5856 | 9 | 24 | 24 | 244 | 1 | 6 | 35 | 19.72 | 1.91 | 214 | 99720 | 12.282 | 0 | -162.8299 | 0.2 | 0 | 0 | 0 | 0 | 0 | 0 | 0 | 0 | 0 | 0 | 0 | 0 | 0 | 0 | 0 | 0 | 0 | 0
|  | 5857 | 9 | 25 | 1 | 245 | 2 | 7 | 35 | 19.38 | 1.94 | 222 | 99740 | 12.245 | 0 | 179.5873 | 0.2 | 0 | 0 | 0 | 0 | 0 | 0 | 0 | 0 | 0 | 0 | 0 | 0 | 0 | 0 | 0 | 0 | 0 | 0
|  | 5858 | 9 | 26 | 2 | 245 | 2 | 7 | 35 | 18.85 | 1.95 | 228 | 99779 | 12.161 | 0 | 162.0328 | 0.2 | 0 | 0 | 0 | 0 | 0 | 0 | 0 | 0 | 0 | 0 | 0 | 0 | 0 | 0 | 0 | 0 | 0 | 0
|  | 5859 | 9 | 27 | 3 | 245 | 2 | 7 | 35 | 18.32 | 1.96 | 235 | 99818 | 12.07 | 0 | 145.6821 | 0.2 | 0 | 0 | 0 | 0 | 0 | 0 | 0 | 0 | 0 | 0 | 0 | 0 | 0 | 0 | 0 | 0 | 0 | 0
|  | 5860 | 9 | 28 | 4 | 245 | 2 | 7 | 35 | 17.79 | 1.97 | 241 | 99858 | 11.967 | 0 | 131.0757 | 0.2 | 0 | 0 | 0 | 0 | 0 | 0 | 0 | 0 | 0 | 0 | 0 | 0 | 0 | 0 | 0 | 0 | 0 | 0
|  | 5861 | 9 | 29 | 5 | 245 | 2 | 7 | 35 | 17.77 | 1.97 | 247 | 99887 | 12.073 | 0 | 118.0992 | 0.2 | 0 | 0 | 0 | 0 | 0 | 0 | 0 | 0 | 0 | 0 | 0 | 0 | 0 | 0 | 0 | 0 | 0 | 0
|  | 5862 | 9 | 30 | 6 | 245 | 2 | 7 | 35 | 17.75 | 1.97 | 254 | 99917 | 12.179 | 0 | 106.2879 | 0.2 | 0 | 0 | 0 | 0 | 0 | 0 | 0 | 0 | 0 | 0 | 0 | 0 | 0 | 0 | 0 | 0 | 0 | 0
|  | 5863 | 9 | 31 | 7 | 245 | 2 | 7 | 35 | 17.73 | 1.97 | 260 | 99946 | 12.284 | 6.2216 | 95.0542 | 0.2 | 1.5276 | 1.5276 | 1.5276 | 1.5276 | 1.5276 | 1.5276 | 1.5276 | 1.5276 | 2.4559 | 2.4559 | 2.4559 | 2.4559 | 2.4559 | 2.4559 | 2.4559 | 2.4559 | 3 | 3
|  | 5864 | 9 | 32 | 8 | 245 | 2 | 7 | 35 | 18.06 | 2.2 | 263 | 99979 | 12.194 | 16.1277 | 83.7566 | 0.2 | 20.7729 | 20.7729 | 20.7729 | 20.7729 | 20.7729 | 20.7729 | 20.7729 | 20.7729 | 33.0318 | 33.0318 | 33.0318 | 33.0318 | 33.0318 | 33.0318 | 33.0318 | 33.0318 | 40 | 40
|  | 5865 | 9 | 33 | 9 | 245 | 2 | 7 | 35 | 18.39 | 2.42 | 267 | 100012 | 12.097 | 25.8088 | 71.6694 | 0.2 | 98.9069 | 98.9069 | 427.1735 | 98.9069 | 207.665 | 98.9069 | 98.9069 | 98.9069 | 155.0777 | 113.7258 | 464.1008 | 113.7258 | 308.8849 | 113.7258 | 113.7258 | 113.7258 | 277.8309 | 110.5924
|  | 5866 | 9 | 34 | 10 | 245 | 2 | 7 | 35 | 18.72 | 2.65 | 271 | 100044 | 11.988 | 34.7784 | 57.9213 | 0.2 | 131.4789 | 131.4789 | 460.3076 | 131.4789 | 337.5828 | 131.4789 | 131.4789 | 131.4789 | 191.1583 | 146.326 | 569.4127 | 146.326 | 482.6332 | 146.326 | 146.326 | 146.326 | 410.2012 | 140.6949
|  | 5867 | 9 | 35 | 11 | 245 | 2 | 7 | 35 | 19.16 | 2.61 | 274 | 100044 | 11.915 | 42.3518 | 41.5233 | 0.2 | 94.1221 | 94.1221 | 102.3496 | 94.1221 | 103.414 | 94.1221 | 94.1221 | 94.1221 | 147.6227 | 146.1932 | 160.0108 | 146.1932 | 160.7635 | 146.1932 | 148.3754 | 146.1932 | 186 | 174.6864
|  | 5868 | 9 | 36 | 12 | 245 | 2 | 7 | 35 | 19.6 | 2.57 | 278 | 100044 | 11.827 | 47.575 | 21.7957 | 0.2 | 173.3854 | 173.3854 | 275.9207 | 173.3854 | 429.7972 | 173.3854 | 173.3854 | 173.3854 | 248.3029 | 215.9529 | 502.1168 | 215.9529 | 610.9239 | 215.9529 | 357.11 | 215.9529 | 533.0202 | 230.8586
|  | 5869 | 9 | 37 | 13 | 245 | 2 | 7 | 35 | 20.04 | 2.54 | 282 | 100044 | 11.724 | 49.416 | -0.52948 | 0.2 | 174.4187 | 174.4187 | 174.4187 | 174.4187 | 555.4136 | 174.4187 | 177.9396 | 174.4187 | 236.6974 | 191.5916 | 503.6119 | 191.5916 | 775.5057 | 191.5916 | 508.5912 | 191.5916 | 633.8086 | 189.0244
|  | 5870 | 9 | 38 | 14 | 245 | 2 | 7 | 35 | 20.29 | 2.57 | 283 | 100058 | 11.32 | 47.4005 | -22.782 | 0.2 | 146.3814 | 146.3814 | 146.3814 | 146.3814 | 185.5831 | 146.3814 | 162.8458 | 146.3814 | 227.4571 | 222.4805 | 243.5348 | 222.4805 | 282.8967 | 222.4805 | 266.819 | 222.4805 | 309.8553 | 263.6156
|  | 5871 | 9 | 39 | 15 | 245 | 2 | 7 | 35 | 20.54 | 2.6 | 284 | 100071 | 10.903 | 42.0442 | -42.3554 | 0.2 | 163.6522 | 163.6522 | 163.6522 | 163.6522 | 342.9207 | 163.6522 | 327.0909 | 163.6522 | 240.6407 | 212.711 | 251.834 | 212.711 | 494.1646 | 212.711 | 482.9713 | 212.711 | 450.0317 | 231.2647
|  | 5872 | 9 | 40 | 16 | 245 | 2 | 7 | 35 | 20.79 | 2.63 | 286 | 100084 | 10.468 | 34.387 | -58.6099 | 0.2 | 141.1399 | 141.1399 | 141.1399 | 141.1399 | 401.3773 | 141.1399 | 567.6422 | 141.1399 | 210.3168 | 152.5477 | 152.5477 | 152.5477 | 578.348 | 152.5477 | 695.9151 | 152.5477 | 487.8428 | 145.9075
|  | 5873 | 9 | 41 | 17 | 245 | 2 | 7 | 35 | 19.97 | 2.15 | 276 | 100081 | 10.488 | 25.3712 | -72.2594 | 0.2 | 78.1451 | 78.1451 | 78.1451 | 78.1451 | 87.7152 | 78.1451 | 108.0591 | 78.1451 | 124.8572 | 121.0926 | 121.0926 | 121.0926 | 138.3914 | 121.0926 | 152.7766 | 121.0926 | 159.8039 | 144.9099
|  | 5874 | 9 | 42 | 18 | 245 | 2 | 7 | 35 | 19.15 | 1.66 | 267 | 100077 | 10.477 | 15.67 | -84.292 | 0.2 | 64.9846 | 64.9846 | 64.9846 | 64.9846 | 78.4001 | 64.9846 | 199.2 | 64.9846 | 108.6038 | 91.3344 | 91.3344 | 91.3344 | 127.5761 | 91.3344 | 212.9946 | 91.3344 | 140.2211 | 102.383
|  | 5875 | 9 | 43 | 19 | 245 | 2 | 7 | 35 | 18.34 | 1.17 | 258 | 100074 | 10.444 | 5.7634 | -95.5714 | 0.2 | 21.562 | 19.4387 | 19.4387 | 19.4387 | 19.4387 | 19.4387 | 41.2052 | 19.4387 | 33.5883 | 30.5261 | 30.5261 | 30.5261 | 30.5856 | 30.5261 | 47.4782 | 30.5261 | 39 | 36.7927
|  | 5876 | 9 | 44 | 20 | 245 | 2 | 7 | 35 | 17.73 | 1.2 | 250 | 100100 | 10.522 | 0 | -106.8182 | 0.2 | 0 | 0 | 0 | 0 | 0 | 0 | 0 | 0 | 0 | 0 | 0 | 0 | 0 | 0 | 0 | 0 | 0 | 0
|  | 5877 | 9 | 45 | 21 | 245 | 2 | 7 | 35 | 17.12 | 1.23 | 242 | 100126 | 10.578 | 0 | -118.671 | 0.2 | 0 | 0 | 0 | 0 | 0 | 0 | 0 | 0 | 0 | 0 | 0 | 0 | 0 | 0 | 0 | 0 | 0 | 0
|  | 5878 | 9 | 46 | 22 | 245 | 2 | 7 | 35 | 16.51 | 1.26 | 234 | 100153 | 10.611 | 0 | -131.7144 | 0.2 | 0 | 0 | 0 | 0 | 0 | 0 | 0 | 0 | 0 | 0 | 0 | 0 | 0 | 0 | 0 | 0 | 0 | 0
|  | 5879 | 9 | 47 | 23 | 245 | 2 | 7 | 35 | 16.21 | 1.23 | 230 | 100123 | 10.594 | 0 | -146.4032 | 0.2 | 0 | 0 | 0 | 0 | 0 | 0 | 0 | 0 | 0 | 0 | 0 | 0 | 0 | 0 | 0 | 0 | 0 | 0
|  | 5880 | 9 | 48 | 24 | 245 | 2 | 7 | 35 | 15.92 | 1.21 | 226 | 100094 | 10.579 | 0 | -162.8275 | 0.2 | 0 | 0 | 0 | 0 | 0 | 0 | 0 | 0 | 0 | 0 | 0 | 0 | 0 | 0 | 0 | 0 | 0 | 0
|  | 5881 | 9 | 49 | 1 | 246 | 3 | 1 | 36 | 15.62 | 1.19 | 222 | 100064 | 10.554 | 0 | 179.4971 | 0.2 | 0 | 0 | 0 | 0 | 0 | 0 | 0 | 0 | 0 | 0 | 0 | 0 | 0 | 0 | 0 | 0 | 0 | 0
|  | 5882 | 9 | 50 | 2 | 246 | 3 | 1 | 36 | 15.39 | 1.09 | 210 | 100022 | 10.532 | 0 | 161.8589 | 0.2 | 0 | 0 | 0 | 0 | 0 | 0 | 0 | 0 | 0 | 0 | 0 | 0 | 0 | 0 | 0 | 0 | 0 | 0
|  | 5883 | 9 | 51 | 3 | 246 | 3 | 1 | 36 | 15.16 | 0.99 | 198 | 99979 | 10.509 | 0 | 145.4495 | 0.2 | 0 | 0 | 0 | 0 | 0 | 0 | 0 | 0 | 0 | 0 | 0 | 0 | 0 | 0 | 0 | 0 | 0 | 0
|  | 5884 | 9 | 52 | 4 | 246 | 3 | 1 | 36 | 14.93 | 0.9 | 186 | 99936 | 10.483 | 0 | 130.81 | 0.2 | 0 | 0 | 0 | 0 | 0 | 0 | 0 | 0 | 0 | 0 | 0 | 0 | 0 | 0 | 0 | 0 | 0 | 0
|  | 5885 | 9 | 53 | 5 | 246 | 3 | 1 | 36 | 15.39 | 1.23 | 186 | 99904 | 10.683 | 0 | 117.817 | 0.2 | 0 | 0 | 0 | 0 | 0 | 0 | 0 | 0 | 0 | 0 | 0 | 0 | 0 | 0 | 0 | 0 | 0 | 0
|  | 5886 | 9 | 54 | 6 | 246 | 3 | 1 | 36 | 15.85 | 1.57 | 186 | 99871 | 10.884 | 0 | 105.9962 | 0.2 | 0 | 0 | 0 | 0 | 0 | 0 | 0 | 0 | 0 | 0 | 0 | 0 | 0 | 0 | 0 | 0 | 0 | 0
|  | 5887 | 9 | 55 | 7 | 246 | 3 | 1 | 36 | 16.31 | 1.9 | 186 | 99838 | 11.086 | 5.9968 | 94.754 | 0.2 | 1.5275 | 1.5275 | 1.5275 | 1.5275 | 1.5275 | 1.5275 | 1.5275 | 1.5275 | 2.4558 | 2.4558 | 2.4558 | 2.4558 | 2.4558 | 2.4558 | 2.4558 | 2.4558 | 3 | 3
|  | 5888 | 9 | 56 | 8 | 246 | 3 | 1 | 36 | 17.78 | 2.49 | 197 | 99812 | 10.989 | 15.9022 | 83.4467 | 0.2 | 56.3548 | 56.3548 | 311.3638 | 56.3548 | 85.6499 | 56.3548 | 56.3548 | 56.3548 | 97.4032 | 66.4076 | 298.4366 | 66.4076 | 138.8328 | 66.4076 | 66.4076 | 66.4076 | 137.6504 | 64.5208
|  | 5889 | 9 | 57 | 9 | 246 | 3 | 1 | 36 | 19.24 | 3.08 | 208 | 99786 | 10.744 | 25.5716 | 71.3491 | 0.2 | 85.4638 | 85.4638 | 748.5377 | 85.4638 | 309.2692 | 85.4638 | 85.4638 | 85.4638 | 149.5088 | 70.972 | 776.6272 | 70.972 | 466.0175 | 70.972 | 70.972 | 70.972 | 388.1048 | 53.2315
|  | 5890 | 9 | 58 | 10 | 246 | 3 | 1 | 36 | 20.71 | 3.67 | 219 | 99759 | 10.349 | 34.5173 | 57.5963 | 0.2 | 108.1858 | 108.1858 | 694.6973 | 108.1858 | 480.4511 | 108.1858 | 108.1858 | 108.1858 | 160.6214 | 86.0336 | 838.5789 | 86.0336 | 687.084 | 86.0336 | 86.0336 | 86.0336 | 541.6931 | 63.9448
|  | 5891 | 9 | 59 | 11 | 246 | 3 | 1 | 36 | 21.9 | 3.71 | 224 | 99687 | 10.263 | 42.0553 | 41.2163 | 0.2 | 119.5518 | 119.5518 | 566.8403 | 119.5518 | 630.1928 | 119.5518 | 119.5518 | 119.5518 | 159.0984 | 87.1332 | 836.4569 | 87.1332 | 881.2539 | 87.1332 | 203.8954 | 87.1332 | 673.3958 | 60.9807
|  | 5892 | 9 | 60 | 12 | 246 | 3 | 1 | 36 | 23.09 | 3.76 | 228 | 99615 | 10.097 | 47.238 | 21.5574 | 0.2 | 136.277 | 136.277 | 360.1739 | 136.277 | 703.0075 | 136.277 | 136.277 | 136.277 | 163.6669 | 98.4797 | 722.7249 | 98.4797 | 965.1448 | 98.4797 | 406.0869 | 98.4797 | 723.0534 | 64.1342
|  | 5893 | 9 | 61 | 13 | 246 | 3 | 1 | 36 | 24.29 | 3.81 | 232 | 99543 | 9.845 | 49.0491 | -0.63779 | 0.2 | 124.1131 | 124.1131 | 124.1131 | 124.1131 | 771.3193 | 124.1131 | 131.3178 | 124.1131 | 149.5087 | 79.7495 | 602.058 | 79.7495 | 1064.7964 | 79.7495 | 612.2471 | 79.7495 | 795.7601 | 49.8996
|  | 5894 | 9 | 62 | 14 | 246 | 3 | 1 | 36 | 24.62 | 3.89 | 234 | 99464 | 9.985 | 47.0276 | -22.7467 | 0.2 | 159.7555 | 159.7555 | 159.7555 | 159.7555 | 625.1128 | 159.7555 | 354.8648 | 159.7555 | 204.2948 | 150.3519 | 395.389 | 150.3519 | 862.4094 | 150.3519 | 671.3153 | 150.3519 | 672.098 | 130.4538
|  | 5895 | 9 | 63 | 15 | 246 | 3 | 1 | 36 | 24.96 | 3.97 | 236 | 99386 | 10.134 | 41.6839 | -42.2221 | 0.2 | 135.9908 | 135.9908 | 135.9908 | 135.9908 | 613.8883 | 135.9908 | 569.6585 | 135.9908 | 177.4187 | 109.0076 | 208.6939 | 109.0076 | 853.2678 | 109.0076 | 821.9925 | 109.0076 | 654.5665 | 79.9212
|  | 5896 | 9 | 64 | 16 | 246 | 3 | 1 | 36 | 25.3 | 4.06 | 238 | 99307 | 10.282 | 34.0441 | -58.4303 | 0.2 | 137.7522 | 137.7522 | 137.7522 | 137.7522 | 415.7302 | 137.7522 | 590.1352 | 137.7522 | 202.2638 | 145.1608 | 145.1608 | 145.1608 | 595.384 | 145.1608 | 718.7069 | 145.1608 | 495.2742 | 136.5404
|  | 5897 | 9 | 65 | 17 | 246 | 3 | 1 | 36 | 24.1 | 3.45 | 240 | 99278 | 10.157 | 25.0418 | -72.0645 | 0.2 | 117.2695 | 117.2695 | 117.2695 | 117.2695 | 234.9013 | 117.2695 | 480.6934 | 117.2695 | 185.6985 | 142.6844 | 142.6844 | 142.6844 | 352.0548 | 142.6844 | 525.8562 | 142.6844 | 324.9033 | 146.4406
|  | 5898 | 9 | 66 | 18 | 246 | 3 | 1 | 36 | 22.9 | 2.84 | 242 | 99248 | 9.996 | 15.3475 | -84.0962 | 0.2 | 73.3735 | 73.3735 | 73.3735 | 73.3735 | 96.6877 | 73.3735 | 298.833 | 73.3735 | 124.8209 | 97.3177 | 97.3177 | 97.3177 | 157.7922 | 97.3177 | 300.7304 | 97.3177 | 166.9062 | 104.6965
|  | 5899 | 9 | 67 | 19 | 246 | 3 | 1 | 36 | 21.7 | 2.23 | 244 | 99219 | 9.798 | 5.441 | -95.3817 | 0.2 | 57.6281 | 38.6429 | 38.6429 | 38.6429 | 38.6429 | 38.6429 | 240.1723 | 38.6429 | 80.5415 | 53.4836 | 53.4836 | 53.4836 | 53.6924 | 53.4836 | 209.6197 | 53.4836 | 78.0654 | 58.785
|  | 5900 | 9 | 68 | 20 | 246 | 3 | 1 | 36 | 21.27 | 2.51 | 234 | 99229 | 9.599 | 0 | -106.6397 | 0.2 | 0 | 0 | 0 | 0 | 0 | 0 | 0 | 0 | 0 | 0 | 0 | 0 | 0 | 0 | 0 | 0 | 0 | 0
|  | 5901 | 9 | 69 | 21 | 246 | 3 | 1 | 36 | 20.84 | 2.8 | 224 | 99238 | 9.405 | 0 | -118.5113 | 0.2 | 0 | 0 | 0 | 0 | 0 | 0 | 0 | 0 | 0 | 0 | 0 | 0 | 0 | 0 | 0 | 0 | 0 | 0
|  | 5902 | 9 | 70 | 22 | 246 | 3 | 1 | 36 | 20.41 | 3.08 | 213 | 99248 | 9.212 | 0 | -131.5862 | 0.2 | 0 | 0 | 0 | 0 | 0 | 0 | 0 | 0 | 0 | 0 | 0 | 0 | 0 | 0 | 0 | 0 | 0 | 0
|  | 5903 | 9 | 71 | 23 | 246 | 3 | 1 | 36 | 20.22 | 3.34 | 215 | 99258 | 9.842 | 0 | -146.3268 | 0.2 | 0 | 0 | 0 | 0 | 0 | 0 | 0 | 0 | 0 | 0 | 0 | 0 | 0 | 0 | 0 | 0 | 0 | 0
|  | 5904 | 9 | 72 | 24 | 246 | 3 | 1 | 36 | 20.02 | 3.6 | 217 | 99268 | 10.45 | 0 | -162.827 | 0.2 | 0 | 0 | 0 | 0 | 0 | 0 | 0 | 0 | 0 | 0 | 0 | 0 | 0 | 0 | 0 | 0 | 0 | 0
|  | 5905 | 9 | 73 | 1 | 247 | 4 | 2 | 36 | 19.83 | 3.86 | 220 | 99278 | 11.05 | 0 | 179.4037 | 0.2 | 0 | 0 | 0 | 0 | 0 | 0 | 0 | 0 | 0 | 0 | 0 | 0 | 0 | 0 | 0 | 0 | 0 | 0
|  | 5906 | 9 | 74 | 2 | 247 | 4 | 2 | 36 | 18.93 | 3.6 | 222 | 99281 | 11.114 | 0 | 161.681 | 0.2 | 0 | 0 | 0 | 0 | 0 | 0 | 0 | 0 | 0 | 0 | 0 | 0 | 0 | 0 | 0 | 0 | 0 | 0
|  | 5907 | 9 | 75 | 3 | 247 | 4 | 2 | 36 | 18.04 | 3.35 | 225 | 99284 | 11.141 | 0 | 145.2126 | 0.2 | 0 | 0 | 0 | 0 | 0 | 0 | 0 | 0 | 0 | 0 | 0 | 0 | 0 | 0 | 0 | 0 | 0 | 0
|  | 5908 | 9 | 76 | 4 | 247 | 4 | 2 | 36 | 17.14 | 3.09 | 228 | 99288 | 11.119 | 0 | 130.5404 | 0.2 | 0 | 0 | 0 | 0 | 0 | 0 | 0 | 0 | 0 | 0 | 0 | 0 | 0 | 0 | 0 | 0 | 0 | 0
|  | 5909 | 9 | 77 | 5 | 247 | 4 | 2 | 36 | 17.26 | 2.85 | 223 | 99291 | 11.275 | 0 | 117.5313 | 0.2 | 0 | 0 | 0 | 0 | 0 | 0 | 0 | 0 | 0 | 0 | 0 | 0 | 0 | 0 | 0 | 0 | 0 | 0
|  | 5910 | 9 | 78 | 6 | 247 | 4 | 2 | 36 | 17.37 | 2.61 | 219 | 99294 | 11.424 | 0 | 105.7014 | 0.2 | 0 | 0 | 0 | 0 | 0 | 0 | 0 | 0 | 0 | 0 | 0 | 0 | 0 | 0 | 0 | 0 | 0 | 0
|  | 5911 | 9 | 79 | 7 | 247 | 4 | 2 | 36 | 17.49 | 2.37 | 214 | 99297 | 11.584 | 5.7715 | 94.4513 | 0.2 | 1.0173 | 1.0173 | 1.0173 | 1.0173 | 1.0173 | 1.0173 | 1.0173 | 1.0173 | 1.6365 | 1.6365 | 1.6365 | 1.6365 | 1.6365 | 1.6365 | 1.6365 | 1.6365 | 2 | 2
|  | 5912 | 9 | 80 | 8 | 247 | 4 | 2 | 36 | 18.88 | 2.44 | 215 | 99284 | 11.972 | 15.6759 | 83.1345 | 0.2 | 42.8542 | 42.8542 | 110.8436 | 42.8542 | 51.0403 | 42.8542 | 42.8542 | 42.8542 | 68.1442 | 60.3435 | 122.0084 | 60.3435 | 79.7211 | 60.3435 | 60.3435 | 60.3435 | 86.4628 | 67.2448
|  | 5913 | 9 | 81 | 9 | 247 | 4 | 2 | 36 | 20.26 | 2.51 | 215 | 99271 | 12.314 | 25.3333 | 71.0269 | 0.2 | 54.4222 | 54.4222 | 60.7601 | 54.4222 | 56.6012 | 54.4222 | 54.4222 | 54.4222 | 86.208 | 85.5053 | 92.2303 | 85.5053 | 89.2895 | 85.5053 | 85.5053 | 85.5053 | 106 | 102.8272
|  | 5914 | 9 | 82 | 10 | 247 | 4 | 2 | 36 | 21.65 | 2.58 | 216 | 99258 | 12.616 | 34.2548 | 57.27 | 0.2 | 125.6136 | 125.6136 | 307.6222 | 125.6136 | 242.5958 | 125.6136 | 125.6136 | 125.6136 | 187.2792 | 165.812 | 398.6976 | 165.812 | 352.717 | 165.812 | 165.812 | 165.812 | 328.5379 | 181.1964
|  | 5915 | 9 | 83 | 11 | 247 | 4 | 2 | 36 | 22.57 | 3.49 | 215 | 99193 | 12.976 | 41.7569 | 40.9086 | 0.2 | 150.6995 | 150.6995 | 285.5318 | 150.6995 | 306.3068 | 150.6995 | 150.6995 | 150.6995 | 217.4329 | 197.4874 | 422.8048 | 197.4874 | 437.4949 | 197.4874 | 232.1231 | 197.4874 | 398.6973 | 214.8827
|  | 5916 | 9 | 84 | 12 | 247 | 4 | 2 | 36 | 23.49 | 4.39 | 213 | 99127 | 13.33 | 46.8989 | 21.3186 | 0.2 | 168.5496 | 168.5496 | 299.9333 | 168.5496 | 505.2089 | 168.5496 | 168.5496 | 168.5496 | 225.4921 | 190.4806 | 556.4485 | 190.4806 | 701.6003 | 190.4806 | 370.6439 | 190.4806 | 576.5305 | 190.3574
|  | 5917 | 9 | 85 | 13 | 247 | 4 | 2 | 36 | 24.42 | 5.3 | 212 | 99061 | 13.684 | 48.68 | -0.74739 | 0.2 | 122.7118 | 122.7118 | 122.7118 | 122.7118 | 143.2493 | 122.7118 | 122.9797 | 122.7118 | 190.8137 | 188.8159 | 205.1465 | 188.8159 | 219.8582 | 188.8159 | 205.5254 | 188.8159 | 247.9989 | 224.636
|  | 5918 | 9 | 86 | 14 | 247 | 4 | 2 | 36 | 23.82 | 4.84 | 227 | 99032 | 13.903 | 46.6522 | -22.7139 | 0.2 | 58.8538 | 58.8538 | 58.8538 | 58.8538 | 60.0416 | 58.8538 | 59.351 | 58.8538 | 92.4194 | 92.2947 | 92.9077 | 92.2947 | 94.0992 | 92.2947 | 93.6108 | 92.2947 | 112 | 110.6359
|  | 5919 | 9 | 87 | 15 | 247 | 4 | 2 | 36 | 23.22 | 4.39 | 242 | 99002 | 14.089 | 41.3208 | -42.0915 | 0.2 | 37.4201 | 37.4201 | 37.4201 | 37.4201 | 37.4201 | 37.4201 | 37.4201 | 37.4201 | 59.0191 | 59.0191 | 59.0191 | 59.0191 | 59.0191 | 59.0191 | 59.0191 | 59.0191 | 71 | 71
|  | 5920 | 9 | 88 | 16 | 247 | 4 | 2 | 36 | 22.62 | 3.93 | 257 | 98973 | 14.24 | 33.6981 | -58.2527 | 0.2 | 42.0858 | 42.0858 | 42.0858 | 42.0858 | 42.0858 | 42.0858 | 42.0858 | 42.0858 | 66.4454 | 66.4454 | 66.4454 | 66.4454 | 66.4454 | 66.4454 | 66.4454 | 66.4454 | 80 | 80
|  | 5921 | 9 | 89 | 17 | 247 | 4 | 2 | 36 | 20.9 | 3.26 | 267 | 99025 | 13.689 | 24.7093 | -71.8708 | 0.2 | 20.2763 | 20.2763 | 20.2763 | 20.2763 | 20.2763 | 20.2763 | 20.2763 | 20.2763 | 32.2221 | 32.2221 | 32.2221 | 32.2221 | 32.2221 | 32.2221 | 32.2221 | 32.2221 | 39 | 39
|  | 5922 | 9 | 90 | 18 | 247 | 4 | 2 | 36 | 19.18 | 2.59 | 276 | 99078 | 13.084 | 15.022 | -83.901 | 0.2 | 12.3876 | 12.3876 | 12.3876 | 12.3876 | 12.3876 | 12.3876 | 12.3876 | 12.3876 | 19.7652 | 19.7652 | 19.7652 | 19.7652 | 19.7652 | 19.7652 | 19.7652 | 19.7652 | 24 | 24
|  | 5923 | 9 | 91 | 19 | 247 | 4 | 2 | 36 | 17.46 | 1.92 | 286 | 99130 | 12.443 | 5.1157 | -95.1922 | 0.2 | 8.2568 | 8.2568 | 8.2568 | 8.2568 | 8.2568 | 8.2568 | 8.2568 | 8.2568 | 13.1757 | 13.1757 | 13.1757 | 13.1757 | 13.1757 | 13.1757 | 13.1757 | 13.1757 | 16 | 16
|  | 5924 | 9 | 92 | 20 | 247 | 4 | 2 | 36 | 16.79 | 2.25 | 292 | 99202 | 11.879 | 0 | -106.4613 | 0.2 | 0 | 0 | 0 | 0 | 0 | 0 | 0 | 0 | 0 | 0 | 0 | 0 | 0 | 0 | 0 | 0 | 0 | 0
|  | 5925 | 9 | 93 | 21 | 247 | 4 | 2 | 36 | 16.11 | 2.59 | 298 | 99274 | 11.332 | 0 | -118.3514 | 0.2 | 0 | 0 | 0 | 0 | 0 | 0 | 0 | 0 | 0 | 0 | 0 | 0 | 0 | 0 | 0 | 0 | 0 | 0
|  | 5926 | 9 | 94 | 22 | 247 | 4 | 2 | 36 | 15.44 | 2.92 | 304 | 99347 | 10.814 | 0 | -131.458 | 0.2 | 0 | 0 | 0 | 0 | 0 | 0 | 0 | 0 | 0 | 0 | 0 | 0 | 0 | 0 | 0 | 0 | 0 | 0
|  | 5927 | 9 | 95 | 23 | 247 | 4 | 2 | 36 | 15.17 | 2.67 | 304 | 99327 | 10.611 | 0 | -146.2511 | 0.2 | 0 | 0 | 0 | 0 | 0 | 0 | 0 | 0 | 0 | 0 | 0 | 0 | 0 | 0 | 0 | 0 | 0 | 0
|  | 5928 | 9 | 96 | 24 | 247 | 4 | 2 | 36 | 14.9 | 2.41 | 305 | 99307 | 10.41 | 0 | -162.8282 | 0.2 | 0 | 0 | 0 | 0 | 0 | 0 | 0 | 0 | 0 | 0 | 0 | 0 | 0 | 0 | 0 | 0 | 0 | 0
|  | 5929 | 9 | 97 | 1 | 248 | 5 | 3 | 36 | 14.63 | 2.15 | 305 | 99288 | 10.213 | 0 | 179.3074 | 0.2 | 0 | 0 | 0 | 0 | 0 | 0 | 0 | 0 | 0 | 0 | 0 | 0 | 0 | 0 | 0 | 0 | 0 | 0
|  | 5930 | 9 | 98 | 2 | 248 | 5 | 3 | 36 | 14.99 | 1.94 | 276 | 99248 | 10.486 | 0 | 161.4991 | 0.2 | 0 | 0 | 0 | 0 | 0 | 0 | 0 | 0 | 0 | 0 | 0 | 0 | 0 | 0 | 0 | 0 | 0 | 0
|  | 5931 | 9 | 99 | 3 | 248 | 5 | 3 | 36 | 15.35 | 1.72 | 246 | 99209 | 10.766 | 0 | 144.9716 | 0.2 | 0 | 0 | 0 | 0 | 0 | 0 | 0 | 0 | 0 | 0 | 0 | 0 | 0 | 0 | 0 | 0 | 0 | 0
|  | 5932 | 9 | 100 | 4 | 248 | 5 | 3 | 36 | 15.71 | 1.5 | 217 | 99170 | 11.053 | 0 | 130.2671 | 0.2 | 0 | 0 | 0 | 0 | 0 | 0 | 0 | 0 | 0 | 0 | 0 | 0 | 0 | 0 | 0 | 0 | 0 | 0
|  | 5933 | 9 | 101 | 5 | 248 | 5 | 3 | 36 | 15.87 | 1.79 | 224 | 99170 | 11.158 | 0 | 117.2423 | 0.2 | 0 | 0 | 0 | 0 | 0 | 0 | 0 | 0 | 0 | 0 | 0 | 0 | 0 | 0 | 0 | 0 | 0 | 0
|  | 5934 | 9 | 102 | 6 | 248 | 5 | 3 | 36 | 16.02 | 2.07 | 231 | 99170 | 11.257 | 0 | 105.4039 | 0.2 | 0 | 0 | 0 | 0 | 0 | 0 | 0 | 0 | 0 | 0 | 0 | 0 | 0 | 0 | 0 | 0 | 0 | 0
|  | 5935 | 9 | 103 | 7 | 248 | 5 | 3 | 36 | 16.17 | 2.36 | 238 | 99170 | 11.357 | 5.5458 | 94.1462 | 0.2 | 1.0172 | 1.0172 | 1.0172 | 1.0172 | 1.0172 | 1.0172 | 1.0172 | 1.0172 | 1.6364 | 1.6364 | 1.6364 | 1.6364 | 1.6364 | 1.6364 | 1.6364 | 1.6364 | 2 | 2
|  | 5936 | 9 | 104 | 8 | 248 | 5 | 3 | 36 | 16.53 | 2.7 | 240 | 99199 | 11.244 | 15.449 | 82.8203 | 0.2 | 7.7156 | 7.7156 | 7.7156 | 7.7156 | 7.7156 | 7.7156 | 7.7156 | 7.7156 | 12.3345 | 12.3345 | 12.3345 | 12.3345 | 12.3345 | 12.3345 | 12.3345 | 12.3345 | 15 | 15
|  | 5937 | 9 | 105 | 9 | 248 | 5 | 3 | 36 | 16.89 | 3.05 | 242 | 99229 | 11.12 | 25.0939 | 70.7031 | 0.2 | 18.1817 | 18.1817 | 18.1817 | 18.1817 | 18.1817 | 18.1817 | 18.1817 | 18.1817 | 28.9067 | 28.9067 | 28.9067 | 28.9067 | 28.9067 | 28.9067 | 28.9067 | 28.9067 | 35 | 35
|  | 5938 | 9 | 106 | 10 | 248 | 5 | 3 | 36 | 17.25 | 3.39 | 243 | 99258 | 10.983 | 33.9908 | 56.9426 | 0.2 | 55.7832 | 55.7832 | 57.7406 | 55.7832 | 57.0571 | 55.7832 | 55.7832 | 55.7832 | 87.938 | 87.7253 | 90.2228 | 87.7253 | 89.7395 | 87.7253 | 87.7253 | 87.7253 | 107 | 105.4253
|  | 5939 | 9 | 107 | 11 | 248 | 5 | 3 | 36 | 18.36 | 3.51 | 242 | 99232 | 10.685 | 41.4568 | 40.6005 | 0.2 | 39.555 | 39.555 | 39.555 | 39.555 | 39.555 | 39.555 | 39.555 | 39.555 | 62.363 | 62.363 | 62.363 | 62.363 | 62.363 | 62.363 | 62.363 | 62.363 | 75 | 75
|  | 5940 | 9 | 108 | 12 | 248 | 5 | 3 | 36 | 19.47 | 3.63 | 242 | 99206 | 10.279 | 46.5579 | 21.0795 | 0.2 | 59.8518 | 59.8518 | 60.3701 | 59.8518 | 61.1964 | 59.8518 | 59.8518 | 59.8518 | 93.964 | 93.8388 | 95.2812 | 93.8388 | 95.8655 | 93.8388 | 94.5483 | 93.8388 | 114 | 112.4785
|  | 5941 | 9 | 109 | 13 | 248 | 5 | 3 | 36 | 20.58 | 3.75 | 241 | 99179 | 9.753 | 48.3088 | -0.85808 | 0.2 | 41.8409 | 41.8409 | 41.8409 | 41.8409 | 41.8409 | 41.8409 | 41.8409 | 41.8409 | 65.8137 | 65.8137 | 65.8137 | 65.8137 | 65.8137 | 65.8137 | 65.8137 | 65.8137 | 79 | 79
|  | 5942 | 9 | 110 | 14 | 248 | 5 | 3 | 36 | 19.9 | 3.29 | 248 | 99199 | 9.348 | 46.2745 | -22.6833 | 0.2 | 46.0777 | 46.0777 | 46.0777 | 46.0777 | 46.0777 | 46.0777 | 46.0777 | 46.0777 | 72.4782 | 72.4782 | 72.4782 | 72.4782 | 72.4782 | 72.4782 | 72.4782 | 72.4782 | 87 | 87
|  | 5943 | 9 | 111 | 15 | 248 | 5 | 3 | 36 | 19.22 | 2.82 | 256 | 99219 | 8.959 | 40.955 | -41.9632 | 0.2 | 78.0653 | 78.0653 | 78.0653 | 78.0653 | 83.2594 | 78.0653 | 82.7361 | 78.0653 | 122.4872 | 121.8731 | 122.8573 | 121.8731 | 129.8329 | 121.8731 | 129.4628 | 121.8731 | 152 | 145.9373
|  | 5944 | 9 | 112 | 16 | 248 | 5 | 3 | 36 | 18.54 | 2.36 | 263 | 99238 | 8.584 | 33.3493 | -58.077 | 0.2 | 29.326 | 29.326 | 29.326 | 29.326 | 29.326 | 29.326 | 29.326 | 29.326 | 46.417 | 46.417 | 46.417 | 46.417 | 46.417 | 46.417 | 46.417 | 46.417 | 56 | 56
|  | 5945 | 9 | 113 | 17 | 248 | 5 | 3 | 36 | 18.13 | 1.63 | 280 | 99215 | 9.022 | 24.3739 | -71.6783 | 0.2 | 111.2319 | 111.2319 | 111.2319 | 111.2319 | 202.3942 | 111.2319 | 386.5312 | 111.2319 | 171.0247 | 142.5787 | 142.5787 | 142.5787 | 299.9477 | 142.5787 | 430.1521 | 142.5787 | 282.659 | 151.268
|  | 5946 | 9 | 114 | 18 | 248 | 5 | 3 | 36 | 17.72 | 0.91 | 296 | 99193 | 9.431 | 14.6937 | -83.7066 | 0.2 | 63.1047 | 63.1047 | 63.1047 | 63.1047 | 142.7547 | 63.1047 | 785.3238 | 63.1047 | 137.8059 | 59.3994 | 59.3994 | 59.3994 | 250.448 | 59.3994 | 704.8129 | 59.3994 | 239.9684 | 49.4349
|  | 5947 | 9 | 115 | 19 | 248 | 5 | 3 | 36 | 17.31 | 0.18 | 313 | 99170 | 9.815 | 4.7876 | -95.003 | 0.2 | 71.5062 | 27.7379 | 27.7379 | 27.7379 | 27.7379 | 27.7379 | 527.7129 | 27.7379 | 94.829 | 34.1564 | 34.1564 | 34.1564 | 34.1564 | 34.1564 | 417.4159 | 34.1564 | 77.5777 | 35.542
|  | 5948 | 9 | 116 | 20 | 248 | 5 | 3 | 36 | 16.58 | 0.44 | 5 | 99193 | 9.818 | 0 | -106.2828 | 0.2 | 0 | 0 | 0 | 0 | 0 | 0 | 0 | 0 | 0 | 0 | 0 | 0 | 0 | 0 | 0 | 0 | 0 | 0
|  | 5949 | 9 | 117 | 21 | 248 | 5 | 3 | 36 | 15.84 | 0.69 | 58 | 99215 | 9.791 | 0 | -118.1914 | 0.2 | 0 | 0 | 0 | 0 | 0 | 0 | 0 | 0 | 0 | 0 | 0 | 0 | 0 | 0 | 0 | 0 | 0 | 0
|  | 5950 | 9 | 118 | 22 | 248 | 5 | 3 | 36 | 15.11 | 0.95 | 110 | 99238 | 9.749 | 0 | -131.3299 | 0.2 | 0 | 0 | 0 | 0 | 0 | 0 | 0 | 0 | 0 | 0 | 0 | 0 | 0 | 0 | 0 | 0 | 0 | 0
|  | 5951 | 9 | 119 | 23 | 248 | 5 | 3 | 36 | 15.12 | 1.01 | 119 | 99206 | 9.955 | 0 | -146.1759 | 0.2 | 0 | 0 | 0 | 0 | 0 | 0 | 0 | 0 | 0 | 0 | 0 | 0 | 0 | 0 | 0 | 0 | 0 | 0
|  | 5952 | 9 | 120 | 24 | 248 | 5 | 3 | 36 | 15.14 | 1.07 | 127 | 99173 | 10.169 | 0 | -162.8311 | 0.2 | 0 | 0 | 0 | 0 | 0 | 0 | 0 | 0 | 0 | 0 | 0 | 0 | 0 | 0 | 0 | 0 | 0 | 0
|  | 5953 | 9 | 121 | 1 | 249 | 6 | 4 | 36 | 15.15 | 1.13 | 135 | 99140 | 10.376 | 0 | 179.208 | 0.2 | 0 | 0 | 0 | 0 | 0 | 0 | 0 | 0 | 0 | 0 | 0 | 0 | 0 | 0 | 0 | 0 | 0 | 0
|  | 5954 | 9 | 122 | 2 | 249 | 6 | 4 | 36 | 15.28 | 1.33 | 154 | 99134 | 10.535 | 0 | 161.3133 | 0.2 | 0 | 0 | 0 | 0 | 0 | 0 | 0 | 0 | 0 | 0 | 0 | 0 | 0 | 0 | 0 | 0 | 0 | 0
|  | 5955 | 9 | 123 | 3 | 249 | 6 | 4 | 36 | 15.42 | 1.53 | 172 | 99127 | 10.704 | 0 | 144.7266 | 0.2 | 0 | 0 | 0 | 0 | 0 | 0 | 0 | 0 | 0 | 0 | 0 | 0 | 0 | 0 | 0 | 0 | 0 | 0
|  | 5956 | 9 | 124 | 4 | 249 | 6 | 4 | 36 | 15.55 | 1.72 | 191 | 99120 | 10.867 | 0 | 129.99 | 0.2 | 0 | 0 | 0 | 0 | 0 | 0 | 0 | 0 | 0 | 0 | 0 | 0 | 0 | 0 | 0 | 0 | 0 | 0
|  | 5957 | 9 | 125 | 5 | 249 | 6 | 4 | 36 | 15.8 | 1.9 | 188 | 99117 | 11.009 | 0 | 116.9502 | 0.2 | 0 | 0 | 0 | 0 | 0 | 0 | 0 | 0 | 0 | 0 | 0 | 0 | 0 | 0 | 0 | 0 | 0 | 0
|  | 5958 | 9 | 126 | 6 | 249 | 6 | 4 | 36 | 16.04 | 2.07 | 184 | 99114 | 11.146 | 0 | 105.1036 | 0.2 | 0 | 0 | 0 | 0 | 0 | 0 | 0 | 0 | 0 | 0 | 0 | 0 | 0 | 0 | 0 | 0 | 0 | 0
|  | 5959 | 9 | 127 | 7 | 249 | 6 | 4 | 36 | 16.28 | 2.25 | 181 | 99111 | 11.284 | 5.3197 | 93.8388 | 0.2 | 0 | 0 | 0 | 0 | 0 | 0 | 0 | 0 | 0 | 0 | 0 | 0 | 0 | 0 | 0 | 0 | 0 | 0
|  | 5960 | 9 | 128 | 8 | 249 | 6 | 4 | 36 | 18.08 | 2.56 | 176 | 99091 | 11.976 | 15.2213 | 82.5042 | 0.2 | 43.0143 | 43.0143 | 122.673 | 43.0143 | 53.4957 | 43.0143 | 43.0143 | 43.0143 | 68.3504 | 60.3035 | 132.0891 | 60.3035 | 83.1733 | 60.3035 | 60.3035 | 60.3035 | 89.0109 | 67.1496
|  | 5961 | 9 | 129 | 9 | 249 | 6 | 4 | 36 | 19.88 | 2.86 | 172 | 99071 | 12.647 | 24.8534 | 70.3777 | 0.2 | 84.3751 | 84.3751 | 214.8754 | 84.3751 | 130.9013 | 84.3751 | 84.3751 | 84.3751 | 128.1939 | 115.7149 | 253.3705 | 115.7149 | 193.9918 | 115.7149 | 115.7149 | 115.7149 | 192.202 | 128.028
|  | 5962 | 9 | 130 | 10 | 249 | 6 | 4 | 36 | 21.69 | 3.17 | 167 | 99052 | 13.296 | 33.7254 | 56.6143 | 0.2 | 109.525 | 109.525 | 675.7722 | 109.525 | 482.6934 | 109.525 | 109.525 | 109.525 | 147.2029 | 90.9618 | 811.47 | 90.9618 | 674.9427 | 90.9618 | 90.9618 | 90.9618 | 523.0697 | 70.3643
|  | 5963 | 9 | 131 | 11 | 249 | 6 | 4 | 36 | 23.34 | 3.92 | 173 | 98966 | 13.241 | 41.155 | 40.2921 | 0.2 | 130.2302 | 130.2302 | 164.2509 | 130.2302 | 170.3572 | 130.2302 | 130.2302 | 130.2302 | 201.9477 | 197.8078 | 254.378 | 197.8078 | 258.6958 | 197.8078 | 206.2655 | 197.8078 | 280.6759 | 234.6942
|  | 5964 | 9 | 132 | 12 | 249 | 6 | 4 | 36 | 24.99 | 4.66 | 179 | 98881 | 13.004 | 46.215 | 20.8404 | 0.2 | 145.4868 | 145.4868 | 163.3393 | 145.4868 | 192.3842 | 145.4868 | 145.4868 | 145.4868 | 224.2447 | 220.3854 | 270.0298 | 220.3854 | 290.5676 | 220.3854 | 244.7825 | 220.3854 | 313.334 | 260.9789
|  | 5965 | 9 | 133 | 13 | 249 | 6 | 4 | 36 | 26.64 | 5.41 | 184 | 98796 | 12.555 | 47.9357 | -0.9697 | 0.2 | 134.6537 | 134.6537 | 134.6537 | 134.6537 | 164.7445 | 134.6537 | 135.1631 | 134.6537 | 208.3329 | 206.0293 | 229.2501 | 206.0293 | 250.8876 | 206.0293 | 229.9704 | 206.0293 | 278.0089 | 244.6604
|  | 5966 | 9 | 134 | 14 | 249 | 6 | 4 | 36 | 26.92 | 5.16 | 186 | 98724 | 12.919 | 45.8945 | -22.6549 | 0.2 | 151.3661 | 151.3661 | 151.3661 | 151.3661 | 674.7935 | 151.3661 | 369.8364 | 151.3661 | 173.0934 | 129.4261 | 388.7307 | 129.4261 | 913.3316 | 129.4261 | 697.6943 | 129.4261 | 686.8729 | 101.6905
|  | 5967 | 9 | 135 | 15 | 249 | 6 | 4 | 36 | 27.21 | 4.92 | 188 | 98652 | 13.297 | 40.5867 | -41.8373 | 0.2 | 159.578 | 159.578 | 159.578 | 159.578 | 472.424 | 159.578 | 439.6616 | 159.578 | 215.2043 | 182.051 | 238.3708 | 182.051 | 657.6353 | 182.051 | 634.4688 | 182.051 | 543.1528 | 183.421
|  | 5968 | 9 | 136 | 16 | 249 | 6 | 4 | 36 | 27.5 | 4.68 | 190 | 98580 | 13.687 | 32.9977 | -57.9031 | 0.2 | 126.7939 | 126.7939 | 126.7939 | 126.7939 | 201.4134 | 126.7939 | 245.762 | 126.7939 | 192.414 | 180.6966 | 180.6966 | 180.6966 | 297.942 | 180.6966 | 329.3012 | 180.6966 | 297.9533 | 206.7628
|  | 5969 | 9 | 137 | 17 | 249 | 6 | 4 | 36 | 26.28 | 4.48 | 182 | 98540 | 13.105 | 24.0358 | -71.487 | 0.2 | 83.0341 | 83.0341 | 83.0341 | 83.0341 | 98.6064 | 83.0341 | 129.5396 | 83.0341 | 132.2512 | 127.7965 | 127.7965 | 127.7965 | 154.2737 | 127.7965 | 176.1468 | 127.7965 | 174.4926 | 152.6204
|  | 5970 | 9 | 138 | 18 | 249 | 6 | 4 | 36 | 25.05 | 4.28 | 175 | 98501 | 12.522 | 14.3626 | -83.5127 | 0.2 | 48.4387 | 48.4387 | 48.4387 | 48.4387 | 54.6602 | 48.4387 | 103.1516 | 48.4387 | 78.0132 | 72.4422 | 72.4422 | 72.4422 | 86.8117 | 72.4422 | 121.1003 | 72.4422 | 98.6545 | 84.5544
|  | 5971 | 9 | 139 | 19 | 249 | 6 | 4 | 36 | 23.83 | 4.08 | 168 | 98462 | 11.955 | 4.457 | -94.814 | 0.2 | 39.5002 | 27.0106 | 27.0106 | 27.0106 | 27.0106 | 27.0106 | 175.311 | 27.0106 | 53.7817 | 36.7474 | 36.7474 | 36.7474 | 36.7474 | 36.7474 | 149.8145 | 36.7474 | 51.2147 | 39.6141
|  | 5972 | 9 | 140 | 20 | 249 | 6 | 4 | 36 | 23.34 | 4.59 | 170 | 98481 | 11.34 | 0 | -106.1042 | 0.2 | 0 | 0 | 0 | 0 | 0 | 0 | 0 | 0 | 0 | 0 | 0 | 0 | 0 | 0 | 0 | 0 | 0 | 0
|  | 5973 | 9 | 141 | 21 | 249 | 6 | 4 | 36 | 22.86 | 5.1 | 172 | 98501 | 10.757 | 0 | -118.0312 | 0.2 | 0 | 0 | 0 | 0 | 0 | 0 | 0 | 0 | 0 | 0 | 0 | 0 | 0 | 0 | 0 | 0 | 0 | 0
|  | 5974 | 9 | 142 | 22 | 249 | 6 | 4 | 36 | 22.37 | 5.61 | 174 | 98521 | 10.192 | 0 | -131.2017 | 0.2 | 0 | 0 | 0 | 0 | 0 | 0 | 0 | 0 | 0 | 0 | 0 | 0 | 0 | 0 | 0 | 0 | 0 | 0
|  | 5975 | 9 | 143 | 23 | 249 | 6 | 4 | 36 | 21.99 | 5.35 | 179 | 98567 | 10.688 | 0 | -146.1012 | 0.2 | 0 | 0 | 0 | 0 | 0 | 0 | 0 | 0 | 0 | 0 | 0 | 0 | 0 | 0 | 0 | 0 | 0 | 0
|  | 5976 | 9 | 144 | 24 | 249 | 6 | 4 | 36 | 21.6 | 5.09 | 185 | 98613 | 11.148 | 0 | -162.8356 | 0.2 | 0 | 0 | 0 | 0 | 0 | 0 | 0 | 0 | 0 | 0 | 0 | 0 | 0 | 0 | 0 | 0 | 0 | 0
|  | 5977 | 9 | 145 | 1 | 250 | 7 | 5 | 36 | 21.22 | 4.83 | 190 | 98658 | 11.587 | 0 | 179.1058 | 0.2 | 0 | 0 | 0 | 0 | 0 | 0 | 0 | 0 | 0 | 0 | 0 | 0 | 0 | 0 | 0 | 0 | 0 | 0
|  | 5978 | 9 | 146 | 2 | 250 | 7 | 5 | 36 | 20.04 | 3.8 | 195 | 98734 | 11.496 | 0 | 161.1237 | 0.2 | 0 | 0 | 0 | 0 | 0 | 0 | 0 | 0 | 0 | 0 | 0 | 0 | 0 | 0 | 0 | 0 | 0 | 0
|  | 5979 | 9 | 147 | 3 | 250 | 7 | 5 | 36 | 18.87 | 2.78 | 200 | 98809 | 11.358 | 0 | 144.4776 | 0.2 | 0 | 0 | 0 | 0 | 0 | 0 | 0 | 0 | 0 | 0 | 0 | 0 | 0 | 0 | 0 | 0 | 0 | 0
|  | 5980 | 9 | 148 | 4 | 250 | 7 | 5 | 36 | 17.69 | 1.75 | 205 | 98884 | 11.167 | 0 | 129.7094 | 0.2 | 0 | 0 | 0 | 0 | 0 | 0 | 0 | 0 | 0 | 0 | 0 | 0 | 0 | 0 | 0 | 0 | 0 | 0
|  | 5981 | 9 | 149 | 5 | 250 | 7 | 5 | 36 | 17.66 | 1.75 | 195 | 98888 | 11.531 | 0 | 116.655 | 0.2 | 0 | 0 | 0 | 0 | 0 | 0 | 0 | 0 | 0 | 0 | 0 | 0 | 0 | 0 | 0 | 0 | 0 | 0
|  | 5982 | 9 | 150 | 6 | 250 | 7 | 5 | 36 | 17.62 | 1.74 | 186 | 98891 | 11.887 | 0 | 104.8008 | 0.2 | 0 | 0 | 0 | 0 | 0 | 0 | 0 | 0 | 0 | 0 | 0 | 0 | 0 | 0 | 0 | 0 | 0 | 0
|  | 5983 | 9 | 151 | 7 | 250 | 7 | 5 | 36 | 17.59 | 1.74 | 176 | 98894 | 12.249 | 5.0931 | 93.5292 | 0.2 | 0 | 0 | 0 | 0 | 0 | 0 | 0 | 0 | 0 | 0 | 0 | 0 | 0 | 0 | 0 | 0 | 0 | 0
|  | 5984 | 9 | 152 | 8 | 250 | 7 | 5 | 36 | 18.12 | 2.18 | 193 | 98927 | 12.745 | 14.9929 | 82.1862 | 0.2 | 33.3423 | 33.3423 | 50.8818 | 33.3423 | 35.7492 | 33.3423 | 33.3423 | 33.3423 | 52.3224 | 50.6717 | 66.4266 | 50.6717 | 55.7263 | 50.6717 | 50.6717 | 50.6717 | 64.2547 | 59.5133
|  | 5985 | 9 | 153 | 9 | 250 | 7 | 5 | 36 | 18.64 | 2.62 | 211 | 98960 | 13.249 | 24.6119 | 70.0511 | 0.2 | 60.0272 | 60.0272 | 73.11 | 60.0272 | 64.7757 | 60.0272 | 60.0272 | 60.0272 | 95.0381 | 93.8876 | 107.6469 | 93.8876 | 101.7536 | 93.8876 | 93.8876 | 93.8876 | 119.1286 | 112.753
|  | 5986 | 9 | 154 | 10 | 250 | 7 | 5 | 36 | 19.17 | 3.06 | 228 | 98993 | 13.781 | 33.4585 | 56.2852 | 0.2 | 40.481 | 40.481 | 40.481 | 40.481 | 40.481 | 40.481 | 40.481 | 40.481 | 63.9349 | 63.9349 | 63.9349 | 63.9349 | 63.9349 | 63.9349 | 63.9349 | 63.9349 | 77 | 77
|  | 5987 | 9 | 155 | 11 | 250 | 7 | 5 | 36 | 18.79 | 3.38 | 242 | 99038 | 13.345 | 40.8513 | 39.9837 | 0.2 | 53.6638 | 53.6638 | 54.1666 | 53.6638 | 54.2634 | 53.6638 | 53.6638 | 53.6638 | 84.4372 | 84.3827 | 85.2168 | 84.3827 | 85.2852 | 84.3827 | 84.5056 | 84.3827 | 102 | 101.3233
|  | 5988 | 9 | 156 | 12 | 250 | 7 | 5 | 36 | 18.41 | 3.71 | 255 | 99084 | 12.922 | 45.8702 | 20.6015 | 0.2 | 39.6465 | 39.6465 | 39.6465 | 39.6465 | 39.6465 | 39.6465 | 39.6465 | 39.6465 | 62.4277 | 62.4277 | 62.4277 | 62.4277 | 62.4277 | 62.4277 | 62.4277 | 62.4277 | 75 | 75
|  | 5989 | 9 | 157 | 13 | 250 | 7 | 5 | 36 | 18.04 | 4.03 | 269 | 99130 | 12.52 | 47.5606 | -1.0821 | 0.2 | 92.8514 | 92.8514 | 92.8514 | 92.8514 | 101.7249 | 92.8514 | 93.019 | 92.8514 | 144.8529 | 144.2642 | 151.0089 | 144.2642 | 157.4019 | 144.2642 | 151.2459 | 144.2642 | 182 | 172.294
|  | 5990 | 9 | 158 | 14 | 250 | 7 | 5 | 36 | 18.51 | 3.47 | 274 | 99153 | 12.249 | 45.5123 | -22.6284 | 0.2 | 115.441 | 115.441 | 115.441 | 115.441 | 133.3816 | 115.441 | 122.9194 | 115.441 | 179.4316 | 178.1256 | 186.8295 | 178.1256 | 204.8034 | 178.1256 | 197.4055 | 178.1256 | 232 | 212.2124
|  | 5991 | 9 | 159 | 15 | 250 | 7 | 5 | 36 | 18.99 | 2.91 | 279 | 99176 | 11.956 | 40.2158 | -41.7137 | 0.2 | 42.7328 | 42.7328 | 42.7328 | 42.7328 | 42.7328 | 42.7328 | 42.7328 | 42.7328 | 67.3615 | 67.3615 | 67.3615 | 67.3615 | 67.3615 | 67.3615 | 67.3615 | 67.3615 | 81 | 81
|  | 5992 | 9 | 160 | 16 | 250 | 7 | 5 | 36 | 19.47 | 2.34 | 284 | 99199 | 11.635 | 32.6435 | -57.731 | 0.2 | 35.1476 | 35.1476 | 35.1476 | 35.1476 | 35.1476 | 35.1476 | 35.1476 | 35.1476 | 55.5779 | 55.5779 | 55.5779 | 55.5779 | 55.5779 | 55.5779 | 55.5779 | 55.5779 | 67 | 67
|  | 5993 | 9 | 161 | 17 | 250 | 7 | 5 | 36 | 18.57 | 1.89 | 297 | 99189 | 11.248 | 23.695 | -71.2968 | 0.2 | 34.005 | 34.005 | 34.005 | 34.005 | 34.005 | 34.005 | 34.005 | 34.005 | 53.8528 | 53.8528 | 53.8528 | 53.8528 | 53.8528 | 53.8528 | 53.8528 | 53.8528 | 65 | 65
|  | 5994 | 9 | 162 | 18 | 250 | 7 | 5 | 36 | 17.67 | 1.44 | 310 | 99179 | 10.863 | 14.029 | -83.3195 | 0.2 | 21.3133 | 21.3133 | 21.3133 | 21.3133 | 21.3133 | 21.3133 | 21.3133 | 21.3133 | 33.8725 | 33.8725 | 33.8725 | 33.8725 | 33.8725 | 33.8725 | 33.8725 | 33.8725 | 41 | 41
|  | 5995 | 9 | 163 | 19 | 250 | 7 | 5 | 36 | 16.77 | 0.99 | 324 | 99170 | 10.483 | 4.124 | -94.6252 | 0.2 | 4.0973 | 4.0973 | 4.0973 | 4.0973 | 4.0973 | 4.0973 | 4.0973 | 4.0973 | 6.5658 | 6.5658 | 6.5658 | 6.5658 | 6.5658 | 6.5658 | 6.5658 | 6.5658 | 8 | 8
|  | 5996 | 9 | 164 | 20 | 250 | 7 | 5 | 36 | 16.4 | 1.6 | 315 | 99212 | 10.424 | 0 | -105.9256 | 0.2 | 0 | 0 | 0 | 0 | 0 | 0 | 0 | 0 | 0 | 0 | 0 | 0 | 0 | 0 | 0 | 0 | 0 | 0
|  | 5997 | 9 | 165 | 21 | 250 | 7 | 5 | 36 | 16.02 | 2.2 | 306 | 99255 | 10.353 | 0 | -117.8707 | 0.2 | 0 | 0 | 0 | 0 | 0 | 0 | 0 | 0 | 0 | 0 | 0 | 0 | 0 | 0 | 0 | 0 | 0 | 0
|  | 5998 | 9 | 166 | 22 | 250 | 7 | 5 | 36 | 15.65 | 2.8 | 297 | 99297 | 10.287 | 0 | -131.0734 | 0.2 | 0 | 0 | 0 | 0 | 0 | 0 | 0 | 0 | 0 | 0 | 0 | 0 | 0 | 0 | 0 | 0 | 0 | 0
|  | 5999 | 9 | 167 | 23 | 250 | 7 | 5 | 36 | 15.4 | 3.02 | 290 | 99320 | 10.007 | 0 | -146.027 | 0.2 | 0 | 0 | 0 | 0 | 0 | 0 | 0 | 0 | 0 | 0 | 0 | 0 | 0 | 0 | 0 | 0 | 0 | 0
|  | 6000 | 9 | 168 | 24 | 250 | 7 | 5 | 36 | 15.16 | 3.23 | 283 | 99343 | 9.738 | 0 | -162.8415 | 0.2 | 0 | 0 | 0 | 0 | 0 | 0 | 0 | 0 | 0 | 0 | 0 | 0 | 0 | 0 | 0 | 0 | 0 | 0
|  | 6001 | 9 | 169 | 1 | 251 | 8 | 6 | 36 | 14.91 | 3.45 | 276 | 99366 | 9.47 | 0 | 179.0007 | 0.2 | 0 | 0 | 0 | 0 | 0 | 0 | 0 | 0 | 0 | 0 | 0 | 0 | 0 | 0 | 0 | 0 | 0 | 0
|  | 6002 | 9 | 170 | 2 | 251 | 8 | 6 | 36 | 14.47 | 3.04 | 255 | 99396 | 9.053 | 0 | 160.9304 | 0.2 | 0 | 0 | 0 | 0 | 0 | 0 | 0 | 0 | 0 | 0 | 0 | 0 | 0 | 0 | 0 | 0 | 0 | 0
|  | 6003 | 9 | 171 | 3 | 251 | 8 | 6 | 36 | 14.03 | 2.63 | 233 | 99425 | 8.653 | 0 | 144.2248 | 0.2 | 0 | 0 | 0 | 0 | 0 | 0 | 0 | 0 | 0 | 0 | 0 | 0 | 0 | 0 | 0 | 0 | 0 | 0
|  | 6004 | 9 | 172 | 4 | 251 | 8 | 6 | 36 | 13.59 | 2.22 | 211 | 99455 | 8.267 | 0 | 129.4254 | 0.2 | 0 | 0 | 0 | 0 | 0 | 0 | 0 | 0 | 0 | 0 | 0 | 0 | 0 | 0 | 0 | 0 | 0 | 0
|  | 6005 | 9 | 173 | 5 | 251 | 8 | 6 | 36 | 13.63 | 2.31 | 212 | 99455 | 8.33 | 0 | 116.3569 | 0.2 | 0 | 0 | 0 | 0 | 0 | 0 | 0 | 0 | 0 | 0 | 0 | 0 | 0 | 0 | 0 | 0 | 0 | 0
|  | 6006 | 9 | 174 | 6 | 251 | 8 | 6 | 36 | 13.67 | 2.4 | 213 | 99455 | 8.393 | 0 | 104.4955 | 0.2 | 0 | 0 | 0 | 0 | 0 | 0 | 0 | 0 | 0 | 0 | 0 | 0 | 0 | 0 | 0 | 0 | 0 | 0
|  | 6007 | 9 | 175 | 7 | 251 | 8 | 6 | 36 | 13.71 | 2.5 | 213 | 99455 | 8.457 | 4.8662 | 93.2176 | 0.2 | 0 | 0 | 0 | 0 | 0 | 0 | 0 | 0 | 0 | 0 | 0 | 0 | 0 | 0 | 0 | 0 | 0 | 0
|  | 6008 | 9 | 176 | 8 | 251 | 8 | 6 | 36 | 14.85 | 3.15 | 220 | 99481 | 8.379 | 14.7638 | 81.8667 | 0.2 | 55.4779 | 55.4779 | 307.7853 | 55.4779 | 91.5363 | 55.4779 | 55.4779 | 55.4779 | 85.3477 | 63.3504 | 289.2531 | 63.3504 | 136.342 | 63.3504 | 63.3504 | 63.3504 | 125.8351 | 58.6677
|  | 6009 | 9 | 177 | 9 | 251 | 8 | 6 | 36 | 15.99 | 3.8 | 227 | 99507 | 8.236 | 24.3692 | 69.7232 | 0.2 | 92.5374 | 92.5374 | 594.6439 | 92.5374 | 278.0407 | 92.5374 | 92.5374 | 92.5374 | 131.8589 | 91.5801 | 618.0725 | 91.5801 | 394.2002 | 91.5801 | 91.5801 | 91.5801 | 321.3829 | 78.9169
|  | 6010 | 9 | 178 | 10 | 251 | 8 | 6 | 36 | 17.13 | 4.46 | 234 | 99533 | 8.016 | 33.1901 | 55.9556 | 0.2 | 105.0348 | 105.0348 | 691.5303 | 105.0348 | 501.2927 | 105.0348 | 105.0348 | 105.0348 | 130.4479 | 83.251 | 825.3596 | 83.251 | 690.8412 | 83.251 | 83.251 | 83.251 | 524.4082 | 61.4038
|  | 6011 | 9 | 179 | 11 | 251 | 8 | 6 | 36 | 17.82 | 4.79 | 236 | 99537 | 8.028 | 40.546 | 39.6753 | 0.2 | 120.98 | 120.98 | 554.3818 | 120.98 | 643.4738 | 120.98 | 120.98 | 120.98 | 130.0346 | 88.851 | 805.9549 | 88.851 | 868.9524 | 88.851 | 193.0321 | 88.851 | 640.399 | 59.6628
|  | 6012 | 9 | 180 | 12 | 251 | 8 | 6 | 36 | 18.51 | 5.12 | 238 | 99540 | 8.025 | 45.5237 | 20.3628 | 0.2 | 132.8564 | 132.8564 | 352.7179 | 132.8564 | 725.223 | 132.8564 | 132.8564 | 132.8564 | 132.0041 | 95.8406 | 706.3362 | 95.8406 | 969.7371 | 95.8406 | 395.405 | 95.8406 | 705.7716 | 62.262
|  | 6013 | 9 | 181 | 13 | 251 | 8 | 6 | 36 | 19.21 | 5.45 | 240 | 99543 | 8.008 | 47.1837 | -1.195 | 0.2 | 167.2435 | 167.2435 | 167.2435 | 167.2435 | 309.8656 | 167.2435 | 170.2186 | 167.2435 | 240.5762 | 232.5565 | 339.3215 | 232.5565 | 442.2743 | 232.5565 | 343.529 | 232.5565 | 417.1134 | 263.1497
|  | 6014 | 9 | 182 | 14 | 251 | 8 | 6 | 36 | 19.1 | 4.95 | 241 | 99566 | 7.924 | 45.1282 | -22.6037 | 0.2 | 101.8628 | 101.8628 | 101.8628 | 101.8628 | 114.3646 | 101.8628 | 107.0677 | 101.8628 | 158.6378 | 157.8594 | 163.7975 | 157.8594 | 176.3181 | 157.8594 | 171.1584 | 157.8594 | 202 | 188.3972
|  | 6015 | 9 | 183 | 15 | 251 | 8 | 6 | 36 | 18.99 | 4.46 | 242 | 99589 | 7.842 | 39.8427 | -41.5921 | 0.2 | 40.0562 | 40.0562 | 40.0562 | 40.0562 | 40.0562 | 40.0562 | 40.0562 | 40.0562 | 63.176 | 63.176 | 63.176 | 63.176 | 63.176 | 63.176 | 63.176 | 63.176 | 76 | 76
|  | 6016 | 9 | 184 | 16 | 251 | 8 | 6 | 36 | 18.88 | 3.96 | 243 | 99612 | 7.759 | 32.2868 | -57.5606 | 0.2 | 101.1742 | 101.1742 | 101.1742 | 101.1742 | 120.5502 | 101.1742 | 131.6595 | 101.1742 | 158.3202 | 155.8824 | 155.8824 | 155.8824 | 185.722 | 155.8824 | 193.5775 | 155.8824 | 208.8043 | 185.9807
|  | 6017 | 9 | 185 | 17 | 251 | 8 | 6 | 36 | 18.18 | 3.45 | 239 | 99641 | 7.766 | 23.3517 | -71.1078 | 0.2 | 49.4133 | 49.4133 | 49.4133 | 49.4133 | 51.2244 | 49.4133 | 54.7054 | 49.4133 | 78.1836 | 77.7566 | 77.7566 | 77.7566 | 80.7448 | 77.7566 | 83.2063 | 77.7566 | 96 | 93.5851
|  | 6018 | 9 | 186 | 18 | 251 | 8 | 6 | 36 | 17.48 | 2.95 | 236 | 99671 | 7.754 | 13.693 | -83.1268 | 0.2 | 51.9218 | 51.9218 | 51.9218 | 51.9218 | 61.6025 | 51.9218 | 132.2338 | 51.9218 | 84.0648 | 76.9735 | 76.9735 | 76.9735 | 97.7553 | 76.9735 | 147.6992 | 76.9735 | 109.2809 | 89.5717
|  | 6019 | 9 | 187 | 19 | 251 | 8 | 6 | 36 | 16.79 | 2.44 | 232 | 99700 | 7.732 | 3.7886 | -94.4365 | 0.2 | 35.5738 | 24.6758 | 24.6758 | 24.6758 | 24.6758 | 24.6758 | 165.1381 | 24.6758 | 48.1546 | 33.8516 | 33.8516 | 33.8516 | 33.8516 | 33.8516 | 139.7703 | 33.8516 | 46.0996 | 36.7702
|  | 6020 | 9 | 188 | 20 | 251 | 8 | 6 | 36 | 16.26 | 2.54 | 228 | 99746 | 7.685 | 0 | -105.7468 | 0.2 | 0 | 0 | 0 | 0 | 0 | 0 | 0 | 0 | 0 | 0 | 0 | 0 | 0 | 0 | 0 | 0 | 0 | 0
|  | 6021 | 9 | 189 | 21 | 251 | 8 | 6 | 36 | 15.72 | 2.63 | 224 | 99792 | 7.626 | 0 | -117.71 | 0.2 | 0 | 0 | 0 | 0 | 0 | 0 | 0 | 0 | 0 | 0 | 0 | 0 | 0 | 0 | 0 | 0 | 0 | 0
|  | 6022 | 9 | 190 | 22 | 251 | 8 | 6 | 36 | 15.19 | 2.73 | 220 | 99838 | 7.566 | 0 | -130.9448 | 0.2 | 0 | 0 | 0 | 0 | 0 | 0 | 0 | 0 | 0 | 0 | 0 | 0 | 0 | 0 | 0 | 0 | 0 | 0
|  | 6023 | 9 | 191 | 23 | 251 | 8 | 6 | 36 | 14.79 | 2.78 | 219 | 99854 | 7.656 | 0 | -145.953 | 0.2 | 0 | 0 | 0 | 0 | 0 | 0 | 0 | 0 | 0 | 0 | 0 | 0 | 0 | 0 | 0 | 0 | 0 | 0
|  | 6024 | 9 | 192 | 24 | 251 | 8 | 6 | 36 | 14.4 | 2.82 | 217 | 99871 | 7.74 | 0 | -162.849 | 0.2 | 0 | 0 | 0 | 0 | 0 | 0 | 0 | 0 | 0 | 0 | 0 | 0 | 0 | 0 | 0 | 0 | 0 | 0
|  | 6025 | 9 | 193 | 1 | 252 | 9 | 7 | 36 | 14 | 2.87 | 216 | 99887 | 7.811 | 0 | 178.8929 | 0.2 | 0 | 0 | 0 | 0 | 0 | 0 | 0 | 0 | 0 | 0 | 0 | 0 | 0 | 0 | 0 | 0 | 0 | 0
|  | 6026 | 9 | 194 | 2 | 252 | 9 | 7 | 36 | 13.6 | 2.7 | 213 | 99907 | 8.169 | 0 | 160.7334 | 0.2 | 0 | 0 | 0 | 0 | 0 | 0 | 0 | 0 | 0 | 0 | 0 | 0 | 0 | 0 | 0 | 0 | 0 | 0
|  | 6027 | 9 | 195 | 3 | 252 | 9 | 7 | 36 | 13.2 | 2.54 | 209 | 99927 | 8.505 | 0 | 143.9682 | 0.2 | 0 | 0 | 0 | 0 | 0 | 0 | 0 | 0 | 0 | 0 | 0 | 0 | 0 | 0 | 0 | 0 | 0 | 0
|  | 6028 | 9 | 196 | 4 | 252 | 9 | 7 | 36 | 12.8 | 2.37 | 206 | 99946 | 8.816 | 0 | 129.138 | 0.2 | 0 | 0 | 0 | 0 | 0 | 0 | 0 | 0 | 0 | 0 | 0 | 0 | 0 | 0 | 0 | 0 | 0 | 0
|  | 6029 | 9 | 197 | 5 | 252 | 9 | 7 | 36 | 12.96 | 2.49 | 208 | 99989 | 8.969 | 0 | 116.056 | 0.2 | 0 | 0 | 0 | 0 | 0 | 0 | 0 | 0 | 0 | 0 | 0 | 0 | 0 | 0 | 0 | 0 | 0 | 0
|  | 6030 | 9 | 198 | 6 | 252 | 9 | 7 | 36 | 13.11 | 2.6 | 210 | 100031 | 9.117 | 0 | 104.1879 | 0.2 | 0 | 0 | 0 | 0 | 0 | 0 | 0 | 0 | 0 | 0 | 0 | 0 | 0 | 0 | 0 | 0 | 0 | 0
|  | 6031 | 9 | 199 | 7 | 252 | 9 | 7 | 36 | 13.27 | 2.72 | 213 | 100074 | 9.275 | 4.6388 | 92.904 | 0.2 | 0 | 0 | 0 | 0 | 0 | 0 | 0 | 0 | 0 | 0 | 0 | 0 | 0 | 0 | 0 | 0 | 0 | 0
|  | 6032 | 9 | 200 | 8 | 252 | 9 | 7 | 36 | 14.41 | 2.8 | 222 | 100103 | 9.876 | 14.5339 | 81.5456 | 0.2 | 35.4136 | 35.4136 | 66.712 | 35.4136 | 40.0657 | 35.4136 | 35.4136 | 35.4136 | 55.9143 | 53.4033 | 81.3351 | 53.4033 | 62.4933 | 53.4033 | 53.4033 | 53.4033 | 70.7919 | 62.5887
|  | 6033 | 9 | 201 | 9 | 252 | 9 | 7 | 36 | 15.55 | 2.89 | 232 | 100133 | 10.508 | 24.1255 | 69.3944 | 0.2 | 87.5743 | 87.5743 | 281.9439 | 87.5743 | 160.6548 | 87.5743 | 87.5743 | 87.5743 | 125.9849 | 111.9003 | 315.1007 | 111.9003 | 229.3363 | 111.9003 | 111.9003 | 111.9003 | 210.3793 | 117.3802
|  | 6034 | 9 | 202 | 10 | 252 | 9 | 7 | 36 | 16.69 | 2.98 | 241 | 100162 | 11.173 | 32.9203 | 55.6255 | 0.2 | 107.1972 | 107.1972 | 676.5691 | 107.1972 | 496.6817 | 107.1972 | 107.1972 | 107.1972 | 128.6715 | 88.2664 | 806.6854 | 88.2664 | 679.4858 | 88.2664 | 88.2664 | 88.2664 | 514.1529 | 67.527
|  | 6035 | 9 | 203 | 11 | 252 | 9 | 7 | 36 | 17.54 | 3.04 | 243 | 100156 | 10.963 | 40.239 | 39.3671 | 0.2 | 150.4321 | 150.4321 | 317.0133 | 150.4321 | 353.4687 | 150.4321 | 150.4321 | 150.4321 | 206.3385 | 192.7567 | 467.6977 | 192.7567 | 493.4756 | 192.7567 | 232.1163 | 192.7567 | 430.6942 | 208.45
|  | 6036 | 9 | 204 | 12 | 252 | 9 | 7 | 36 | 18.4 | 3.1 | 244 | 100149 | 10.697 | 45.1754 | 20.1246 | 0.2 | 157.1089 | 157.1089 | 320.1762 | 157.1089 | 602.1184 | 157.1089 | 157.1089 | 157.1089 | 177.4352 | 154.9161 | 607.4103 | 154.9161 | 806.7736 | 154.9161 | 376.7984 | 154.9161 | 615.4918 | 138.6356
|  | 6037 | 9 | 205 | 13 | 252 | 9 | 7 | 36 | 19.26 | 3.16 | 245 | 100143 | 10.364 | 46.8051 | -1.3084 | 0.2 | 133.2446 | 133.2446 | 133.2446 | 133.2446 | 772.2874 | 133.2446 | 147.8399 | 133.2446 | 123.6512 | 94.1165 | 565.2023 | 94.1165 | 1027.3942 | 94.1165 | 585.8431 | 94.1165 | 742.084 | 61.2728
|  | 6038 | 9 | 206 | 14 | 252 | 9 | 7 | 36 | 19.86 | 2.69 | 251 | 100126 | 10.102 | 44.7421 | -22.5806 | 0.2 | 169.3033 | 169.3033 | 169.3033 | 169.3033 | 520.7247 | 169.3033 | 315.4464 | 169.3033 | 211.4236 | 193.2048 | 356.5773 | 193.2048 | 708.4085 | 193.2048 | 563.2548 | 193.2048 | 571.5107 | 194.324
|  | 6039 | 9 | 207 | 15 | 252 | 9 | 7 | 36 | 20.47 | 2.23 | 257 | 100110 | 9.81 | 39.4674 | -41.4726 | 0.2 | 144.0556 | 144.0556 | 144.0556 | 144.0556 | 590.564 | 144.0556 | 538.7126 | 144.0556 | 163.3621 | 132.134 | 200.0266 | 132.134 | 794.8203 | 132.134 | 758.1558 | 132.134 | 601.0029 | 110.3314
|  | 6040 | 9 | 208 | 16 | 252 | 9 | 7 | 36 | 21.08 | 1.77 | 263 | 100094 | 9.478 | 31.9278 | -57.3919 | 0.2 | 138.5187 | 138.5187 | 138.5187 | 138.5187 | 315.0066 | 138.5187 | 414.3987 | 138.5187 | 191.5863 | 172.0806 | 172.0806 | 172.0806 | 441.1778 | 172.0806 | 511.4587 | 172.0806 | 384.1644 | 180.0914
|  | 6041 | 9 | 209 | 17 | 252 | 9 | 7 | 36 | 19.93 | 1.79 | 304 | 100094 | 9.062 | 23.0061 | -70.9198 | 0.2 | 87.8516 | 87.8516 | 87.8516 | 87.8516 | 336.57 | 87.8516 | 806.9093 | 87.8516 | 128.9571 | 76.3892 | 76.3892 | 76.3892 | 480.698 | 76.3892 | 813.2782 | 76.3892 | 383.3563 | 60.2957
|  | 6042 | 9 | 210 | 18 | 252 | 9 | 7 | 36 | 18.78 | 1.82 | 346 | 100094 | 8.655 | 13.3548 | -82.9347 | 0.2 | 59.2391 | 59.2391 | 59.2391 | 59.2391 | 146.5812 | 59.2391 | 763.9424 | 59.2391 | 114.6688 | 57.2275 | 57.2275 | 57.2275 | 238.1892 | 57.2275 | 674.7295 | 57.2275 | 217.2524 | 48.6761
|  | 6043 | 9 | 211 | 19 | 252 | 9 | 7 | 36 | 17.64 | 1.85 | 28 | 100094 | 8.259 | 3.4511 | -94.248 | 0.2 | 49.7873 | 21.4686 | 21.4686 | 21.4686 | 21.4686 | 21.4686 | 402.7257 | 21.4686 | 65.7441 | 29.4171 | 29.4171 | 29.4171 | 29.4171 | 29.4171 | 315.3092 | 29.4171 | 56.3696 | 33.3141
|  | 6044 | 9 | 212 | 20 | 252 | 9 | 7 | 36 | 16.33 | 1.84 | 51 | 100120 | 8.438 | 0 | -105.5678 | 0.2 | 0 | 0 | 0 | 0 | 0 | 0 | 0 | 0 | 0 | 0 | 0 | 0 | 0 | 0 | 0 | 0 | 0 | 0
|  | 6045 | 9 | 213 | 21 | 252 | 9 | 7 | 36 | 15.03 | 1.84 | 75 | 100146 | 8.533 | 0 | -117.5489 | 0.2 | 0 | 0 | 0 | 0 | 0 | 0 | 0 | 0 | 0 | 0 | 0 | 0 | 0 | 0 | 0 | 0 | 0 | 0
|  | 6046 | 9 | 214 | 22 | 252 | 9 | 7 | 36 | 13.72 | 1.83 | 98 | 100172 | 8.546 | 0 | -130.816 | 0.2 | 0 | 0 | 0 | 0 | 0 | 0 | 0 | 0 | 0 | 0 | 0 | 0 | 0 | 0 | 0 | 0 | 0 | 0
|  | 6047 | 9 | 215 | 23 | 252 | 9 | 7 | 36 | 13.14 | 1.65 | 110 | 100166 | 8.46 | 0 | -145.8793 | 0.2 | 0 | 0 | 0 | 0 | 0 | 0 | 0 | 0 | 0 | 0 | 0 | 0 | 0 | 0 | 0 | 0 | 0 | 0
|  | 6048 | 9 | 216 | 24 | 252 | 9 | 7 | 36 | 12.55 | 1.46 | 122 | 100159 | 8.363 | 0 | -162.8577 | 0.2 | 0 | 0 | 0 | 0 | 0 | 0 | 0 | 0 | 0 | 0 | 0 | 0 | 0 | 0 | 0 | 0 | 0 | 0
|  | 6049 | 9 | 217 | 1 | 253 | 10 | 1 | 37 | 11.97 | 1.27 | 134 | 100153 | 8.264 | 0 | 178.7824 | 0.2 | 0 | 0 | 0 | 0 | 0 | 0 | 0 | 0 | 0 | 0 | 0 | 0 | 0 | 0 | 0 | 0 | 0 | 0
|  | 6050 | 9 | 218 | 2 | 253 | 10 | 1 | 37 | 11.71 | 1.26 | 139 | 100133 | 8.205 | 0 | 160.5328 | 0.2 | 0 | 0 | 0 | 0 | 0 | 0 | 0 | 0 | 0 | 0 | 0 | 0 | 0 | 0 | 0 | 0 | 0 | 0
|  | 6051 | 9 | 219 | 3 | 253 | 10 | 1 | 37 | 11.44 | 1.26 | 144 | 100113 | 8.139 | 0 | 143.7079 | 0.2 | 0 | 0 | 0 | 0 | 0 | 0 | 0 | 0 | 0 | 0 | 0 | 0 | 0 | 0 | 0 | 0 | 0 | 0
|  | 6052 | 9 | 220 | 4 | 253 | 10 | 1 | 37 | 11.18 | 1.26 | 149 | 100094 | 8.079 | 0 | 128.8473 | 0.2 | 0 | 0 | 0 | 0 | 0 | 0 | 0 | 0 | 0 | 0 | 0 | 0 | 0 | 0 | 0 | 0 | 0 | 0
|  | 6053 | 9 | 221 | 5 | 253 | 10 | 1 | 37 | 11.32 | 1.54 | 150 | 100084 | 8.168 | 0 | 115.7524 | 0.2 | 0 | 0 | 0 | 0 | 0 | 0 | 0 | 0 | 0 | 0 | 0 | 0 | 0 | 0 | 0 | 0 | 0 | 0
|  | 6054 | 9 | 222 | 6 | 253 | 10 | 1 | 37 | 11.46 | 1.83 | 151 | 100074 | 8.258 | 0 | 103.8782 | 0.2 | 0 | 0 | 0 | 0 | 0 | 0 | 0 | 0 | 0 | 0 | 0 | 0 | 0 | 0 | 0 | 0 | 0 | 0
|  | 6055 | 9 | 223 | 7 | 253 | 10 | 1 | 37 | 11.6 | 2.11 | 152 | 100064 | 8.349 | 4.411 | 92.5887 | 0.2 | 0 | 0 | 0 | 0 | 0 | 0 | 0 | 0 | 0 | 0 | 0 | 0 | 0 | 0 | 0 | 0 | 0 | 0
|  | 6056 | 9 | 224 | 8 | 253 | 10 | 1 | 37 | 14.92 | 2.01 | 152 | 100054 | 9.491 | 14.3033 | 81.2232 | 0.2 | 51.5944 | 51.5944 | 591.4346 | 51.5944 | 134.9422 | 51.5944 | 51.5944 | 51.5944 | 88.063 | 48.5219 | 528.7235 | 48.5219 | 205.9347 | 48.5219 | 48.5219 | 48.5219 | 178.1 | 38.8325
|  | 6057 | 9 | 225 | 9 | 253 | 10 | 1 | 37 | 18.23 | 1.92 | 153 | 100044 | 10.628 | 23.8806 | 69.0646 | 0.2 | 79.8325 | 79.8325 | 745.2463 | 79.8325 | 334.4001 | 79.8325 | 79.8325 | 79.8325 | 108.6326 | 65.5998 | 759.1577 | 65.5998 | 468.6455 | 65.5998 | 65.5998 | 65.5998 | 363.8684 | 48.4433
|  | 6058 | 9 | 226 | 10 | 253 | 10 | 1 | 37 | 21.55 | 1.82 | 154 | 100035 | 11.717 | 32.6491 | 55.2952 | 0.2 | 105.3971 | 105.3971 | 680.4315 | 105.3971 | 503.6407 | 105.3971 | 105.3971 | 105.3971 | 120.7821 | 85.4744 | 808.9936 | 85.4744 | 683.9836 | 85.4744 | 85.4744 | 85.4744 | 512.5305 | 64.3542
|  | 6059 | 9 | 227 | 11 | 253 | 10 | 1 | 37 | 23.27 | 1.86 | 166 | 99999 | 11.609 | 39.9304 | 39.0595 | 0.2 | 115.6445 | 115.6445 | 558.6009 | 115.6445 | 661.491 | 115.6445 | 115.6445 | 115.6445 | 114.2851 | 84.1931 | 813.4744 | 84.1931 | 886.2287 | 84.1931 | 187.0394 | 84.1931 | 646.8282 | 58.4252
|  | 6060 | 9 | 228 | 12 | 253 | 10 | 1 | 37 | 25 | 1.9 | 177 | 99963 | 11.322 | 44.8254 | 19.8871 | 0.2 | 112.7718 | 112.7718 | 353.399 | 112.7718 | 777.9647 | 112.7718 | 112.7718 | 112.7718 | 95.8859 | 69.0953 | 736.3974 | 69.0953 | 1036.6107 | 69.0953 | 396.0993 | 69.0953 | 743.3705 | 40.29
|  | 6061 | 9 | 229 | 13 | 253 | 10 | 1 | 37 | 26.73 | 1.94 | 189 | 99927 | 10.817 | 46.4249 | -1.422 | 0.2 | 116.4215 | 116.4215 | 116.4215 | 116.4215 | 808.0962 | 116.4215 | 133.5908 | 116.4215 | 96.5601 | 71.4498 | 573.5074 | 71.4498 | 1074.7359 | 71.4498 | 597.7885 | 71.4498 | 769.1601 | 41.9742
|  | 6062 | 9 | 230 | 14 | 253 | 10 | 1 | 37 | 27.01 | 1.92 | 203 | 99900 | 10.702 | 44.3542 | -22.559 | 0.2 | 112.7459 | 112.7459 | 112.7459 | 112.7459 | 779.404 | 112.7459 | 389.69 | 112.7459 | 96.4576 | 68.779 | 372.0269 | 68.779 | 1039.2544 | 68.779 | 763.685 | 68.779 | 745.6874 | 39.8859
|  | 6063 | 9 | 231 | 15 | 253 | 10 | 1 | 37 | 27.29 | 1.89 | 216 | 99874 | 10.578 | 39.0901 | -41.355 | 0.2 | 109.2937 | 109.2937 | 109.2937 | 109.2937 | 679.4206 | 109.2937 | 611.1332 | 109.2937 | 105.9794 | 72.8102 | 154.266 | 72.8102 | 912.2607 | 72.8102 | 863.9741 | 72.8102 | 663.0172 | 45.9819
|  | 6064 | 9 | 232 | 16 | 253 | 10 | 1 | 37 | 27.57 | 1.86 | 229 | 99848 | 10.448 | 31.5666 | -57.2247 | 0.2 | 99.8675 | 99.8675 | 99.8675 | 99.8675 | 530.7066 | 99.8675 | 769.0312 | 99.8675 | 114.5937 | 73.4808 | 73.4808 | 73.4808 | 723.8923 | 73.4808 | 892.4132 | 73.4808 | 539.3942 | 50.4126
|  | 6065 | 9 | 233 | 17 | 253 | 10 | 1 | 37 | 25.98 | 1.73 | 201 | 99828 | 11.161 | 22.6583 | -70.7328 | 0.2 | 107.3046 | 107.3046 | 107.3046 | 107.3046 | 288.385 | 107.3046 | 625.3389 | 107.3046 | 151.9929 | 118.0475 | 118.0475 | 118.0475 | 408.0793 | 118.0475 | 646.3417 | 118.0475 | 341.7407 | 112.6541
|  | 6066 | 9 | 234 | 18 | 253 | 10 | 1 | 37 | 24.39 | 1.6 | 172 | 99809 | 11.649 | 13.0144 | -82.7431 | 0.2 | 13.431 | 13.431 | 13.431 | 13.431 | 13.431 | 13.431 | 13.431 | 13.431 | 21.4202 | 21.4202 | 21.4202 | 21.4202 | 21.4202 | 21.4202 | 21.4202 | 21.4202 | 26 | 26
|  | 6067 | 9 | 235 | 19 | 253 | 10 | 1 | 37 | 22.81 | 1.48 | 143 | 99789 | 11.953 | 3.1116 | -94.0595 | 0.2 | 13.6184 | 12.4207 | 12.4207 | 12.4207 | 12.4207 | 12.4207 | 29.2964 | 12.4207 | 21.0061 | 19.5089 | 19.5089 | 19.5089 | 19.5089 | 19.5089 | 32.0921 | 19.5089 | 24.443 | 23.5233
|  | 6068 | 9 | 236 | 20 | 253 | 10 | 1 | 37 | 21.58 | 1.56 | 154 | 99802 | 11.137 | 0 | -105.3886 | 0.2 | 0 | 0 | 0 | 0 | 0 | 0 | 0 | 0 | 0 | 0 | 0 | 0 | 0 | 0 | 0 | 0 | 0 | 0
|  | 6069 | 9 | 237 | 21 | 253 | 10 | 1 | 37 | 20.35 | 1.64 | 166 | 99815 | 10.368 | 0 | -117.3874 | 0.2 | 0 | 0 | 0 | 0 | 0 | 0 | 0 | 0 | 0 | 0 | 0 | 0 | 0 | 0 | 0 | 0 | 0 | 0
|  | 6070 | 9 | 238 | 22 | 253 | 10 | 1 | 37 | 19.12 | 1.72 | 177 | 99828 | 9.648 | 0 | -130.6868 | 0.2 | 0 | 0 | 0 | 0 | 0 | 0 | 0 | 0 | 0 | 0 | 0 | 0 | 0 | 0 | 0 | 0 | 0 | 0
|  | 6071 | 9 | 239 | 23 | 253 | 10 | 1 | 37 | 19.08 | 1.99 | 190 | 99851 | 9.483 | 0 | -145.8057 | 0.2 | 0 | 0 | 0 | 0 | 0 | 0 | 0 | 0 | 0 | 0 | 0 | 0 | 0 | 0 | 0 | 0 | 0 | 0
|  | 6072 | 9 | 240 | 24 | 253 | 10 | 1 | 37 | 19.04 | 2.26 | 203 | 99874 | 9.317 | 0 | -162.8678 | 0.2 | 0 | 0 | 0 | 0 | 0 | 0 | 0 | 0 | 0 | 0 | 0 | 0 | 0 | 0 | 0 | 0 | 0 | 0
|  | 6073 | 9 | 241 | 1 | 254 | 11 | 2 | 37 | 19 | 2.52 | 216 | 99897 | 9.153 | 0 | 178.6694 | 0.2 | 0 | 0 | 0 | 0 | 0 | 0 | 0 | 0 | 0 | 0 | 0 | 0 | 0 | 0 | 0 | 0 | 0 | 0
|  | 6074 | 9 | 242 | 2 | 254 | 11 | 2 | 37 | 18.05 | 2.36 | 215 | 99943 | 9.364 | 0 | 160.3287 | 0.2 | 0 | 0 | 0 | 0 | 0 | 0 | 0 | 0 | 0 | 0 | 0 | 0 | 0 | 0 | 0 | 0 | 0 | 0
|  | 6075 | 9 | 243 | 3 | 254 | 11 | 2 | 37 | 17.11 | 2.19 | 215 | 99989 | 9.521 | 0 | 143.4441 | 0.2 | 0 | 0 | 0 | 0 | 0 | 0 | 0 | 0 | 0 | 0 | 0 | 0 | 0 | 0 | 0 | 0 | 0 | 0
|  | 6076 | 9 | 244 | 4 | 254 | 11 | 2 | 37 | 16.16 | 2.03 | 215 | 100035 | 9.617 | 0 | 128.5536 | 0.2 | 0 | 0 | 0 | 0 | 0 | 0 | 0 | 0 | 0 | 0 | 0 | 0 | 0 | 0 | 0 | 0 | 0 | 0
|  | 6077 | 9 | 245 | 5 | 254 | 11 | 2 | 37 | 16.18 | 2.03 | 212 | 100041 | 9.817 | 0 | 115.4462 | 0.2 | 0 | 0 | 0 | 0 | 0 | 0 | 0 | 0 | 0 | 0 | 0 | 0 | 0 | 0 | 0 | 0 | 0 | 0
|  | 6078 | 9 | 246 | 6 | 254 | 11 | 2 | 37 | 16.19 | 2.04 | 209 | 100048 | 10.012 | 0 | 103.5663 | 0.2 | 0 | 0 | 0 | 0 | 0 | 0 | 0 | 0 | 0 | 0 | 0 | 0 | 0 | 0 | 0 | 0 | 0 | 0
|  | 6079 | 9 | 247 | 7 | 254 | 11 | 2 | 37 | 16.21 | 2.04 | 205 | 100054 | 10.213 | 4.1828 | 92.2718 | 0.2 | 0 | 0 | 0 | 0 | 0 | 0 | 0 | 0 | 0 | 0 | 0 | 0 | 0 | 0 | 0 | 0 | 0 | 0
|  | 6080 | 9 | 248 | 8 | 254 | 11 | 2 | 37 | 18.01 | 2.03 | 211 | 100077 | 11.12 | 14.072 | 80.8996 | 0.2 | 26.0887 | 26.0887 | 26.0887 | 26.0887 | 26.0887 | 26.0887 | 26.0887 | 26.0887 | 41.3764 | 41.3764 | 41.3764 | 41.3764 | 41.3764 | 41.3764 | 41.3764 | 41.3764 | 50 | 50
|  | 6081 | 9 | 249 | 9 | 254 | 11 | 2 | 37 | 19.8 | 2.01 | 216 | 100100 | 12.07 | 23.6347 | 68.7342 | 0.2 | 44.6578 | 44.6578 | 47.0898 | 44.6578 | 45.6044 | 44.6578 | 44.6578 | 44.6578 | 70.5828 | 70.4446 | 72.9718 | 70.4446 | 71.9214 | 70.4446 | 70.4446 | 70.4446 | 86 | 84.858
|  | 6082 | 9 | 250 | 10 | 254 | 11 | 2 | 37 | 21.6 | 2 | 222 | 100123 | 13.078 | 32.3764 | 54.9648 | 0.2 | 121.3353 | 121.3353 | 328.3908 | 121.3353 | 266.5065 | 121.3353 | 121.3353 | 121.3353 | 162.1568 | 151.4347 | 411.2187 | 151.4347 | 367.4599 | 151.4347 | 151.4347 | 151.4347 | 317.9498 | 157.6151
|  | 6083 | 9 | 251 | 11 | 254 | 11 | 2 | 37 | 22.69 | 1.96 | 229 | 100110 | 13.17 | 39.6201 | 38.7524 | 0.2 | 62.0393 | 62.0393 | 63.7009 | 62.0393 | 64.1094 | 62.0393 | 62.0393 | 62.0393 | 97.4305 | 97.3404 | 100.0693 | 97.3404 | 100.3582 | 97.3404 | 97.7194 | 97.3404 | 119 | 116.8024
|  | 6084 | 9 | 252 | 12 | 254 | 11 | 2 | 37 | 23.78 | 1.92 | 237 | 100097 | 13.203 | 44.4739 | 19.6504 | 0.2 | 133.1201 | 133.1201 | 345.7453 | 133.1201 | 728.5825 | 133.1201 | 133.1201 | 133.1201 | 116.799 | 98.8976 | 688.2031 | 98.8976 | 958.9099 | 98.8976 | 387.5058 | 98.8976 | 687.247 | 66.4683
|  | 6085 | 9 | 253 | 13 | 254 | 11 | 2 | 37 | 24.87 | 1.88 | 245 | 100084 | 13.172 | 46.0431 | -1.5356 | 0.2 | 144.7437 | 144.7437 | 144.7437 | 144.7437 | 191.6812 | 144.7437 | 146.002 | 144.7437 | 220.9555 | 219.7121 | 253.2555 | 219.7121 | 287.3351 | 219.7121 | 255.035 | 219.7121 | 309.0217 | 260.3258
|  | 6086 | 9 | 254 | 14 | 254 | 11 | 2 | 37 | 25.09 | 1.77 | 255 | 100038 | 13.211 | 43.9647 | -22.5388 | 0.2 | 169.7109 | 169.7109 | 169.7109 | 169.7109 | 423.0116 | 169.7109 | 274.8327 | 169.7109 | 223.7032 | 215.7761 | 328.4815 | 215.7761 | 581.9245 | 215.7761 | 477.1462 | 215.7761 | 497.2495 | 232.7382
|  | 6087 | 9 | 255 | 15 | 254 | 11 | 2 | 37 | 25.32 | 1.66 | 266 | 99992 | 13.257 | 38.7108 | -41.2392 | 0.2 | 148.9066 | 148.9066 | 148.9066 | 148.9066 | 565.2492 | 148.9066 | 513.8905 | 148.9066 | 165.8509 | 146.4726 | 202.1669 | 146.4726 | 754.6482 | 146.4726 | 718.3321 | 146.4726 | 573.6279 | 129.8804
|  | 6088 | 9 | 256 | 16 | 254 | 11 | 2 | 37 | 25.55 | 1.54 | 276 | 99946 | 13.302 | 31.2034 | -57.059 | 0.2 | 72.6455 | 72.6455 | 72.6455 | 72.6455 | 78.8285 | 72.6455 | 82.1879 | 72.6455 | 113.9993 | 113.5014 | 113.5014 | 113.5014 | 122.7432 | 113.5014 | 125.1187 | 113.5014 | 143 | 136.1129
|  | 6089 | 9 | 257 | 17 | 254 | 11 | 2 | 37 | 24.44 | 1.5 | 311 | 99927 | 12.832 | 22.3084 | -70.5468 | 0.2 | 103.7813 | 103.7813 | 103.7813 | 103.7813 | 202.5959 | 103.7813 | 383.5503 | 103.7813 | 149.4692 | 133.2589 | 133.2589 | 133.2589 | 289.214 | 133.2589 | 417.1682 | 133.2589 | 263.3007 | 141.5615
|  | 6090 | 9 | 258 | 18 | 254 | 11 | 2 | 37 | 23.33 | 1.46 | 346 | 99907 | 12.36 | 12.672 | -82.5519 | 0.2 | 46.4558 | 46.4558 | 46.4558 | 46.4558 | 55.5612 | 46.4558 | 116.1057 | 46.4558 | 73.9007 | 69.1713 | 69.1713 | 69.1713 | 86.7777 | 69.1713 | 129.5891 | 69.1713 | 96.4262 | 80.6324
|  | 6091 | 9 | 259 | 19 | 254 | 11 | 2 | 37 | 22.23 | 1.42 | 21 | 99887 | 11.897 | 2.7702 | -93.8712 | 0.2 | 37.4912 | 17.9203 | 17.9203 | 17.9203 | 17.9203 | 17.9203 | 307.1411 | 17.9203 | 50.5517 | 26.795 | 26.795 | 26.795 | 26.795 | 26.795 | 241.223 | 26.795 | 46.3209 | 32.2947
|  | 6092 | 9 | 260 | 20 | 254 | 11 | 2 | 37 | 20.88 | 1.57 | 44 | 99887 | 11.833 | 0 | -105.2092 | 0.2 | 0 | 0 | 0 | 0 | 0 | 0 | 0 | 0 | 0 | 0 | 0 | 0 | 0 | 0 | 0 | 0 | 0 | 0
|  | 6093 | 9 | 261 | 21 | 254 | 11 | 2 | 37 | 19.54 | 1.72 | 67 | 99887 | 11.7 | 0 | -117.2254 | 0.2 | 0 | 0 | 0 | 0 | 0 | 0 | 0 | 0 | 0 | 0 | 0 | 0 | 0 | 0 | 0 | 0 | 0 | 0
|  | 6094 | 9 | 262 | 22 | 254 | 11 | 2 | 37 | 18.19 | 1.88 | 90 | 99887 | 11.495 | 0 | -130.5572 | 0.2 | 0 | 0 | 0 | 0 | 0 | 0 | 0 | 0 | 0 | 0 | 0 | 0 | 0 | 0 | 0 | 0 | 0 | 0
|  | 6095 | 9 | 263 | 23 | 254 | 11 | 2 | 37 | 17.64 | 1.74 | 101 | 99851 | 11.412 | 0 | -145.7322 | 0.2 | 0 | 0 | 0 | 0 | 0 | 0 | 0 | 0 | 0 | 0 | 0 | 0 | 0 | 0 | 0 | 0 | 0 | 0
|  | 6096 | 9 | 264 | 24 | 254 | 11 | 2 | 37 | 17.08 | 1.6 | 112 | 99815 | 11.313 | 0 | -162.8789 | 0.2 | 0 | 0 | 0 | 0 | 0 | 0 | 0 | 0 | 0 | 0 | 0 | 0 | 0 | 0 | 0 | 0 | 0 | 0
|  | 6097 | 9 | 265 | 1 | 255 | 12 | 3 | 37 | 16.53 | 1.46 | 123 | 99779 | 11.212 | 0 | 178.5539 | 0.2 | 0 | 0 | 0 | 0 | 0 | 0 | 0 | 0 | 0 | 0 | 0 | 0 | 0 | 0 | 0 | 0 | 0 | 0
|  | 6098 | 9 | 266 | 2 | 255 | 12 | 3 | 37 | 15.94 | 1.38 | 125 | 99740 | 10.985 | 0 | 160.1213 | 0.2 | 0 | 0 | 0 | 0 | 0 | 0 | 0 | 0 | 0 | 0 | 0 | 0 | 0 | 0 | 0 | 0 | 0 | 0
|  | 6099 | 9 | 267 | 3 | 255 | 12 | 3 | 37 | 15.35 | 1.31 | 126 | 99700 | 10.756 | 0 | 143.1769 | 0.2 | 0 | 0 | 0 | 0 | 0 | 0 | 0 | 0 | 0 | 0 | 0 | 0 | 0 | 0 | 0 | 0 | 0 | 0
|  | 6100 | 9 | 268 | 4 | 255 | 12 | 3 | 37 | 14.76 | 1.23 | 127 | 99661 | 10.528 | 0 | 128.2569 | 0.2 | 0 | 0 | 0 | 0 | 0 | 0 | 0 | 0 | 0 | 0 | 0 | 0 | 0 | 0 | 0 | 0 | 0 | 0
|  | 6101 | 9 | 269 | 5 | 255 | 12 | 3 | 37 | 14.9 | 1.38 | 128 | 99625 | 10.64 | 0 | 115.1376 | 0.2 | 0 | 0 | 0 | 0 | 0 | 0 | 0 | 0 | 0 | 0 | 0 | 0 | 0 | 0 | 0 | 0 | 0 | 0
|  | 6102 | 9 | 270 | 6 | 255 | 12 | 3 | 37 | 15.03 | 1.53 | 129 | 99589 | 10.746 | 0 | 103.2526 | 0.2 | 0 | 0 | 0 | 0 | 0 | 0 | 0 | 0 | 0 | 0 | 0 | 0 | 0 | 0 | 0 | 0 | 0 | 0
|  | 6103 | 9 | 271 | 7 | 255 | 12 | 3 | 37 | 15.16 | 1.68 | 130 | 99553 | 10.853 | 3.9542 | 91.9534 | 0.2 | 0 | 0 | 0 | 0 | 0 | 0 | 0 | 0 | 0 | 0 | 0 | 0 | 0 | 0 | 0 | 0 | 0 | 0
|  | 6104 | 9 | 272 | 8 | 255 | 12 | 3 | 37 | 17.83 | 1.6 | 131 | 99533 | 12.19 | 13.8399 | 80.5749 | 0.2 | 34.0826 | 34.0826 | 81.5588 | 34.0826 | 41.9636 | 34.0826 | 34.0826 | 34.0826 | 51.1743 | 48.3633 | 90.3177 | 48.3633 | 62.3197 | 48.3633 | 48.3633 | 48.3633 | 65.8369 | 53.9806
|  | 6105 | 9 | 273 | 9 | 255 | 12 | 3 | 37 | 20.5 | 1.52 | 131 | 99514 | 13.6 | 23.3877 | 68.4032 | 0.2 | 64.1536 | 64.1536 | 104.8886 | 64.1536 | 80.2791 | 64.1536 | 64.1536 | 64.1536 | 97.7466 | 95.7513 | 137.9531 | 95.7513 | 120.5516 | 95.7513 | 95.7513 | 95.7513 | 130.5371 | 111.5897
|  | 6106 | 9 | 274 | 10 | 255 | 12 | 3 | 37 | 23.17 | 1.43 | 131 | 99494 | 15.07 | 32.1024 | 54.6346 | 0.2 | 79.8043 | 79.8043 | 93.1807 | 79.8043 | 89.2983 | 79.8043 | 79.8043 | 79.8043 | 124.7983 | 124.235 | 140.9701 | 124.235 | 138.2248 | 124.235 | 124.235 | 124.235 | 159.0788 | 148.7882
|  | 6107 | 9 | 275 | 11 | 255 | 12 | 3 | 37 | 24.38 | 1.32 | 144 | 99435 | 15.16 | 39.3083 | 38.4461 | 0.2 | 97.0044 | 97.0044 | 107.9541 | 97.0044 | 110.7966 | 97.0044 | 97.0044 | 97.0044 | 150.8111 | 150.3685 | 168.3061 | 150.3685 | 170.3161 | 150.3685 | 152.821 | 150.3685 | 194.0453 | 179.6273
|  | 6108 | 9 | 276 | 12 | 255 | 12 | 3 | 37 | 25.59 | 1.21 | 156 | 99376 | 15.161 | 44.1208 | 19.4147 | 0.2 | 78.3488 | 78.3488 | 80.2793 | 78.3488 | 83.8264 | 78.3488 | 78.3488 | 78.3488 | 122.3981 | 122.2887 | 127.6365 | 122.2887 | 130.1446 | 122.2887 | 124.9063 | 122.2887 | 152 | 146.3677
|  | 6109 | 9 | 277 | 13 | 255 | 12 | 3 | 37 | 26.81 | 1.1 | 169 | 99317 | 15.076 | 45.6598 | -1.6492 | 0.2 | 115.1551 | 115.1551 | 115.1551 | 115.1551 | 135.1123 | 115.1551 | 115.7297 | 115.1551 | 177.9373 | 177.6024 | 191.6428 | 177.6024 | 206.161 | 177.6024 | 192.4554 | 177.6024 | 232.0013 | 211.5706
|  | 6110 | 9 | 278 | 14 | 255 | 12 | 3 | 37 | 26.94 | 0.91 | 194 | 99297 | 15.466 | 43.5736 | -22.5198 | 0.2 | 51.745 | 51.745 | 51.745 | 51.745 | 52.0713 | 51.745 | 51.8803 | 51.745 | 81.3688 | 81.3619 | 81.5039 | 81.3619 | 81.8302 | 81.3619 | 81.6952 | 81.3619 | 98 | 97.664
|  | 6111 | 9 | 279 | 15 | 255 | 12 | 3 | 37 | 27.07 | 0.72 | 218 | 99278 | 15.859 | 38.3298 | -41.1251 | 0.2 | 51.0709 | 51.0709 | 51.0709 | 51.0709 | 51.4337 | 51.0709 | 51.3877 | 51.0709 | 80.417 | 80.4043 | 80.4495 | 80.4043 | 80.9301 | 80.4043 | 80.8976 | 80.4043 | 97 | 96.6192
|  | 6112 | 9 | 280 | 16 | 255 | 12 | 3 | 37 | 27.2 | 0.52 | 243 | 99258 | 16.259 | 30.8383 | -56.8947 | 0.2 | 136.3956 | 136.3956 | 136.3956 | 136.3956 | 357.6883 | 136.3956 | 475.789 | 136.3956 | 175.2927 | 160.7258 | 160.7258 | 160.7258 | 488.2479 | 160.7258 | 571.7577 | 160.7258 | 403.9139 | 162.0204
|  | 6113 | 9 | 281 | 17 | 255 | 12 | 3 | 37 | 25.6 | 0.97 | 199 | 99238 | 16.077 | 21.9566 | -70.3617 | 0.2 | 96.6015 | 96.6015 | 96.6015 | 96.6015 | 320.5771 | 96.6015 | 724.2684 | 96.6015 | 127.7473 | 96.1443 | 96.1443 | 96.1443 | 444.4966 | 96.1443 | 729.9494 | 96.1443 | 353.6388 | 84.9698
|  | 6114 | 9 | 282 | 18 | 255 | 12 | 3 | 37 | 23.99 | 1.41 | 155 | 99219 | 15.766 | 12.3278 | -82.3612 | 0.2 | 68.2167 | 68.2167 | 68.2167 | 68.2167 | 133.3061 | 68.2167 | 553.5316 | 68.2167 | 110.9414 | 81.2976 | 81.2976 | 81.2976 | 202.9917 | 81.2976 | 500.136 | 81.2976 | 188.7727 | 81.7606
|  | 6115 | 9 | 283 | 19 | 255 | 12 | 3 | 37 | 22.39 | 1.85 | 111 | 99199 | 15.364 | 2.427 | -93.6828 | 0.2 | 28.7284 | 20.0667 | 20.0667 | 20.0667 | 20.0667 | 20.0667 | 154.6371 | 20.0667 | 40.6276 | 30.4614 | 30.4614 | 30.4614 | 30.4614 | 30.4614 | 129.6586 | 30.4614 | 41.7156 | 36
|  | 6116 | 9 | 284 | 20 | 255 | 12 | 3 | 37 | 21.27 | 1.66 | 119 | 99186 | 14.719 | 0 | -105.0294 | 0.2 | 0 | 0 | 0 | 0 | 0 | 0 | 0 | 0 | 0 | 0 | 0 | 0 | 0 | 0 | 0 | 0 | 0 | 0
|  | 6117 | 9 | 285 | 21 | 255 | 12 | 3 | 37 | 20.15 | 1.48 | 126 | 99173 | 14.083 | 0 | -117.0629 | 0.2 | 0 | 0 | 0 | 0 | 0 | 0 | 0 | 0 | 0 | 0 | 0 | 0 | 0 | 0 | 0 | 0 | 0 | 0
|  | 6118 | 9 | 286 | 22 | 255 | 12 | 3 | 37 | 19.03 | 1.3 | 134 | 99160 | 13.458 | 0 | -130.4271 | 0.2 | 0 | 0 | 0 | 0 | 0 | 0 | 0 | 0 | 0 | 0 | 0 | 0 | 0 | 0 | 0 | 0 | 0 | 0
|  | 6119 | 9 | 287 | 23 | 255 | 12 | 3 | 37 | 18.83 | 1.3 | 140 | 99117 | 13.418 | 0 | -145.6587 | 0.2 | 0 | 0 | 0 | 0 | 0 | 0 | 0 | 0 | 0 | 0 | 0 | 0 | 0 | 0 | 0 | 0 | 0 | 0
|  | 6120 | 9 | 288 | 24 | 255 | 12 | 3 | 37 | 18.64 | 1.31 | 146 | 99075 | 13.384 | 0 | -162.8912 | 0.2 | 0 | 0 | 0 | 0 | 0 | 0 | 0 | 0 | 0 | 0 | 0 | 0 | 0 | 0 | 0 | 0 | 0 | 0
|  | 6121 | 9 | 289 | 1 | 256 | 13 | 4 | 37 | 18.44 | 1.31 | 151 | 99032 | 13.342 | 0 | 178.4361 | 0.2 | 0 | 0 | 0 | 0 | 0 | 0 | 0 | 0 | 0 | 0 | 0 | 0 | 0 | 0 | 0 | 0 | 0 | 0
|  | 6122 | 9 | 290 | 2 | 256 | 13 | 4 | 37 | 18.22 | 1.84 | 179 | 99032 | 13.204 | 0 | 159.9106 | 0.2 | 0 | 0 | 0 | 0 | 0 | 0 | 0 | 0 | 0 | 0 | 0 | 0 | 0 | 0 | 0 | 0 | 0 | 0
|  | 6123 | 9 | 291 | 3 | 256 | 13 | 4 | 37 | 18.01 | 2.38 | 206 | 99032 | 13.073 | 0 | 142.9063 | 0.2 | 0 | 0 | 0 | 0 | 0 | 0 | 0 | 0 | 0 | 0 | 0 | 0 | 0 | 0 | 0 | 0 | 0 | 0
|  | 6124 | 9 | 292 | 4 | 256 | 13 | 4 | 37 | 17.79 | 2.91 | 234 | 99032 | 12.936 | 0 | 127.9573 | 0.2 | 0 | 0 | 0 | 0 | 0 | 0 | 0 | 0 | 0 | 0 | 0 | 0 | 0 | 0 | 0 | 0 | 0 | 0
|  | 6125 | 9 | 293 | 5 | 256 | 13 | 4 | 37 | 17.61 | 3.61 | 234 | 99048 | 12.787 | 0 | 114.8267 | 0.2 | 0 | 0 | 0 | 0 | 0 | 0 | 0 | 0 | 0 | 0 | 0 | 0 | 0 | 0 | 0 | 0 | 0 | 0
|  | 6126 | 9 | 294 | 6 | 256 | 13 | 4 | 37 | 17.43 | 4.31 | 235 | 99065 | 12.639 | 0 | 102.937 | 0.2 | 0 | 0 | 0 | 0 | 0 | 0 | 0 | 0 | 0 | 0 | 0 | 0 | 0 | 0 | 0 | 0 | 0 | 0
|  | 6127 | 9 | 295 | 7 | 256 | 13 | 4 | 37 | 17.25 | 5.01 | 235 | 99081 | 12.492 | 3.7251 | 91.6337 | 0.2 | 0 | 0 | 0 | 0 | 0 | 0 | 0 | 0 | 0 | 0 | 0 | 0 | 0 | 0 | 0 | 0 | 0 | 0
|  | 6128 | 9 | 296 | 8 | 256 | 13 | 4 | 37 | 16.75 | 5.24 | 238 | 99147 | 12.049 | 13.607 | 80.2493 | 0.2 | 42.993 | 42.993 | 204.7263 | 42.993 | 70.7859 | 42.993 | 42.993 | 42.993 | 60.2404 | 51.8051 | 194.2556 | 51.8051 | 99.5454 | 51.8051 | 51.8051 | 51.8051 | 89.9857 | 50.2635
|  | 6129 | 9 | 297 | 9 | 256 | 13 | 4 | 37 | 16.24 | 5.47 | 240 | 99212 | 11.613 | 23.1396 | 68.0718 | 0.2 | 29.7555 | 29.7555 | 29.7555 | 29.7555 | 29.7555 | 29.7555 | 29.7555 | 29.7555 | 47.1793 | 47.1793 | 47.1793 | 47.1793 | 47.1793 | 47.1793 | 47.1793 | 47.1793 | 57 | 57
|  | 6130 | 9 | 298 | 10 | 256 | 13 | 4 | 37 | 15.74 | 5.7 | 242 | 99278 | 11.199 | 31.8269 | 54.3045 | 0.2 | 62.8635 | 62.8635 | 67.5467 | 62.8635 | 66.2282 | 62.8635 | 62.8635 | 62.8635 | 98.7598 | 98.6081 | 104.4506 | 98.6081 | 103.5183 | 98.6081 | 98.6081 | 98.6081 | 122 | 118.4208
|  | 6131 | 9 | 299 | 11 | 256 | 13 | 4 | 37 | 15.5 | 5.29 | 247 | 99373 | 10.958 | 38.9949 | 38.1408 | 0.2 | 41.1056 | 41.1056 | 41.1056 | 41.1056 | 41.1056 | 41.1056 | 41.1056 | 41.1056 | 64.8352 | 64.8352 | 64.8352 | 64.8352 | 64.8352 | 64.8352 | 64.8352 | 64.8352 | 78 | 78
|  | 6132 | 9 | 300 | 12 | 256 | 13 | 4 | 37 | 15.27 | 4.88 | 252 | 99468 | 10.731 | 43.7661 | 19.1802 | 0.2 | 69.1325 | 69.1325 | 70.2876 | 69.1325 | 72.4533 | 69.1325 | 69.1325 | 69.1325 | 108.2243 | 108.1911 | 111.3893 | 108.1911 | 112.9207 | 108.1911 | 109.7557 | 108.1911 | 133 | 129.6322
|  | 6133 | 9 | 301 | 13 | 256 | 13 | 4 | 37 | 15.04 | 4.47 | 257 | 99563 | 10.507 | 45.2752 | -1.7625 | 0.2 | 64.291 | 64.291 | 64.291 | 64.291 | 66.562 | 64.291 | 64.3609 | 64.291 | 100.7351 | 100.7188 | 102.2915 | 100.7188 | 103.9467 | 100.7188 | 102.3903 | 100.7188 | 123 | 120.706
|  | 6134 | 9 | 302 | 14 | 256 | 13 | 4 | 37 | 15.33 | 3.93 | 265 | 99605 | 10.402 | 43.181 | -22.5019 | 0.2 | 96.5833 | 96.5833 | 96.5833 | 96.5833 | 108.3042 | 96.5833 | 101.4387 | 96.5833 | 150.0611 | 149.9304 | 154.9157 | 149.9304 | 166.6369 | 149.9304 | 161.7823 | 149.9304 | 191 | 179.0943
|  | 6135 | 9 | 303 | 15 | 256 | 13 | 4 | 37 | 15.62 | 3.38 | 273 | 99648 | 10.291 | 37.9471 | -41.0125 | 0.2 | 64.8634 | 64.8634 | 64.8634 | 64.8634 | 67.7412 | 64.8634 | 67.3661 | 64.8634 | 101.7687 | 101.7006 | 102.0339 | 101.7006 | 105.8385 | 101.7006 | 105.5733 | 101.7006 | 125 | 122.0259
|  | 6136 | 9 | 304 | 16 | 256 | 13 | 4 | 37 | 15.91 | 2.84 | 281 | 99691 | 10.17 | 30.4714 | -56.7317 | 0.2 | 122.3418 | 122.3418 | 122.3418 | 122.3418 | 224.2894 | 122.3418 | 277.7297 | 122.3418 | 171.5441 | 166.3123 | 166.3123 | 166.3123 | 315.7198 | 166.3123 | 353.5078 | 166.3123 | 293.2471 | 183.9005
|  | 6137 | 9 | 305 | 17 | 256 | 13 | 4 | 37 | 15.55 | 2.58 | 286 | 99714 | 9.932 | 21.6031 | -70.1774 | 0.2 | 59.27 | 59.27 | 59.27 | 59.27 | 65.0222 | 59.27 | 75.2276 | 59.27 | 93.3462 | 92.6639 | 92.6639 | 92.6639 | 101.4811 | 92.6639 | 108.6974 | 92.6639 | 118 | 111.2829
|  | 6138 | 9 | 306 | 18 | 256 | 13 | 4 | 37 | 15.19 | 2.32 | 290 | 99736 | 9.698 | 11.9819 | -82.1708 | 0.2 | 44.0496 | 44.0496 | 44.0496 | 44.0496 | 53.6022 | 44.0496 | 113.5224 | 44.0496 | 69.3894 | 65.6205 | 65.6205 | 65.6205 | 82.8988 | 65.6205 | 125.2688 | 65.6205 | 91.3999 | 76.5172
|  | 6139 | 9 | 307 | 19 | 256 | 13 | 4 | 37 | 14.83 | 2.06 | 294 | 99759 | 9.47 | 2.0823 | -93.4944 | 0.2 | 23.8032 | 19.755 | 19.755 | 19.755 | 19.755 | 19.755 | 86.0477 | 19.755 | 33.572 | 29.002 | 29.002 | 29.002 | 29.002 | 29.002 | 77.5855 | 29.002 | 35.4148 | 33
|  | 6140 | 9 | 308 | 20 | 256 | 13 | 4 | 37 | 14.54 | 1.94 | 300 | 99782 | 9.445 | 0 | -104.8493 | 0.2 | 0 | 0 | 0 | 0 | 0 | 0 | 0 | 0 | 0 | 0 | 0 | 0 | 0 | 0 | 0 | 0 | 0 | 0
|  | 6141 | 9 | 309 | 21 | 256 | 13 | 4 | 37 | 14.26 | 1.83 | 306 | 99805 | 9.423 | 0 | -116.8999 | 0.2 | 0 | 0 | 0 | 0 | 0 | 0 | 0 | 0 | 0 | 0 | 0 | 0 | 0 | 0 | 0 | 0 | 0 | 0
|  | 6142 | 9 | 310 | 22 | 256 | 13 | 4 | 37 | 13.97 | 1.71 | 311 | 99828 | 9.394 | 0 | -130.2964 | 0.2 | 0 | 0 | 0 | 0 | 0 | 0 | 0 | 0 | 0 | 0 | 0 | 0 | 0 | 0 | 0 | 0 | 0 | 0
|  | 6143 | 9 | 311 | 23 | 256 | 13 | 4 | 37 | 13.7 | 1.71 | 318 | 99809 | 9.296 | 0 | -145.585 | 0.2 | 0 | 0 | 0 | 0 | 0 | 0 | 0 | 0 | 0 | 0 | 0 | 0 | 0 | 0 | 0 | 0 | 0 | 0
|  | 6144 | 9 | 312 | 24 | 256 | 13 | 4 | 37 | 13.44 | 1.72 | 326 | 99789 | 9.204 | 0 | -162.9044 | 0.2 | 0 | 0 | 0 | 0 | 0 | 0 | 0 | 0 | 0 | 0 | 0 | 0 | 0 | 0 | 0 | 0 | 0 | 0
|  | 6145 | 9 | 313 | 1 | 257 | 14 | 5 | 37 | 13.17 | 1.72 | 333 | 99769 | 9.107 | 0 | 178.316 | 0.2 | 0 | 0 | 0 | 0 | 0 | 0 | 0 | 0 | 0 | 0 | 0 | 0 | 0 | 0 | 0 | 0 | 0 | 0
|  | 6146 | 9 | 314 | 2 | 257 | 14 | 5 | 37 | 13.05 | 2.01 | 338 | 99763 | 8.974 | 0 | 159.6967 | 0.2 | 0 | 0 | 0 | 0 | 0 | 0 | 0 | 0 | 0 | 0 | 0 | 0 | 0 | 0 | 0 | 0 | 0 | 0
|  | 6147 | 9 | 315 | 3 | 257 | 14 | 5 | 37 | 12.92 | 2.3 | 343 | 99756 | 8.838 | 0 | 142.6325 | 0.2 | 0 | 0 | 0 | 0 | 0 | 0 | 0 | 0 | 0 | 0 | 0 | 0 | 0 | 0 | 0 | 0 | 0 | 0
|  | 6148 | 9 | 316 | 4 | 257 | 14 | 5 | 37 | 12.8 | 2.59 | 349 | 99750 | 8.708 | 0 | 127.655 | 0.2 | 0 | 0 | 0 | 0 | 0 | 0 | 0 | 0 | 0 | 0 | 0 | 0 | 0 | 0 | 0 | 0 | 0 | 0
|  | 6149 | 9 | 317 | 5 | 257 | 14 | 5 | 37 | 12.84 | 2.79 | 351 | 99704 | 8.852 | 0 | 114.5137 | 0.2 | 0 | 0 | 0 | 0 | 0 | 0 | 0 | 0 | 0 | 0 | 0 | 0 | 0 | 0 | 0 | 0 | 0 | 0
|  | 6150 | 9 | 318 | 6 | 257 | 14 | 5 | 37 | 12.87 | 2.99 | 353 | 99658 | 8.989 | 0 | 102.6198 | 0.2 | 0 | 0 | 0 | 0 | 0 | 0 | 0 | 0 | 0 | 0 | 0 | 0 | 0 | 0 | 0 | 0 | 0 | 0
|  | 6151 | 9 | 319 | 7 | 257 | 14 | 5 | 37 | 12.9 | 3.19 | 356 | 99612 | 9.129 | 3.4956 | 91.3127 | 0.2 | 0 | 0 | 0 | 0 | 0 | 0 | 0 | 0 | 0 | 0 | 0 | 0 | 0 | 0 | 0 | 0 | 0 | 0
|  | 6152 | 9 | 320 | 8 | 257 | 14 | 5 | 37 | 13.08 | 3 | 4 | 99576 | 9.294 | 13.3734 | 79.923 | 0.2 | 6.16 | 6.16 | 6.16 | 6.16 | 6.16 | 6.16 | 6.16 | 6.16 | 9.8587 | 9.8587 | 9.8587 | 9.8587 | 9.8587 | 9.8587 | 9.8587 | 9.8587 | 12 | 12
|  | 6153 | 9 | 321 | 9 | 257 | 14 | 5 | 37 | 13.26 | 2.82 | 12 | 99540 | 9.463 | 22.8904 | 67.7401 | 0.2 | 16.5951 | 16.5951 | 16.5951 | 16.5951 | 16.5951 | 16.5951 | 16.5951 | 16.5951 | 26.409 | 26.409 | 26.409 | 26.409 | 26.409 | 26.409 | 26.409 | 26.409 | 32 | 32
|  | 6154 | 9 | 322 | 10 | 257 | 14 | 5 | 37 | 13.44 | 2.63 | 20 | 99504 | 9.633 | 31.5501 | 53.975 | 0.2 | 21.3903 | 21.3903 | 21.3903 | 21.3903 | 21.3903 | 21.3903 | 21.3903 | 21.3903 | 33.9269 | 33.9269 | 33.9269 | 33.9269 | 33.9269 | 33.9269 | 33.9269 | 33.9269 | 41 | 41
|  | 6155 | 9 | 323 | 11 | 257 | 14 | 5 | 37 | 13.76 | 2.66 | 25 | 99461 | 9.74 | 38.68 | 37.8367 | 0.2 | 32.0538 | 32.0538 | 32.0538 | 32.0538 | 32.0538 | 32.0538 | 32.0538 | 32.0538 | 50.6388 | 50.6388 | 50.6388 | 50.6388 | 50.6388 | 50.6388 | 50.6388 | 50.6388 | 61 | 61
|  | 6156 | 9 | 324 | 12 | 257 | 14 | 5 | 37 | 14.09 | 2.69 | 30 | 99419 | 9.852 | 43.4101 | 18.947 | 0.2 | 42.7975 | 42.7975 | 42.7975 | 42.7975 | 42.7975 | 42.7975 | 42.7975 | 42.7975 | 67.4073 | 67.4073 | 67.4073 | 67.4073 | 67.4073 | 67.4073 | 67.4073 | 67.4073 | 81 | 81
|  | 6157 | 9 | 325 | 13 | 257 | 14 | 5 | 37 | 14.42 | 2.72 | 35 | 99376 | 9.965 | 44.8893 | -1.8754 | 0.2 | 36.9559 | 36.9559 | 36.9559 | 36.9559 | 36.9559 | 36.9559 | 36.9559 | 36.9559 | 58.2322 | 58.2322 | 58.2322 | 58.2322 | 58.2322 | 58.2322 | 58.2322 | 58.2322 | 70 | 70
|  | 6158 | 9 | 326 | 14 | 257 | 14 | 5 | 37 | 14.41 | 2.83 | 35 | 99428 | 10.046 | 42.7872 | -22.4848 | 0.2 | 48.6732 | 48.6732 | 48.6732 | 48.6732 | 48.6732 | 48.6732 | 48.6732 | 48.6732 | 76.6064 | 76.6064 | 76.6064 | 76.6064 | 76.6064 | 76.6064 | 76.6064 | 76.6064 | 92 | 92
|  | 6159 | 9 | 327 | 15 | 257 | 14 | 5 | 37 | 14.41 | 2.95 | 35 | 99481 | 10.133 | 37.563 | -40.9015 | 0.2 | 35.7533 | 35.7533 | 35.7533 | 35.7533 | 35.7533 | 35.7533 | 35.7533 | 35.7533 | 56.4647 | 56.4647 | 56.4647 | 56.4647 | 56.4647 | 56.4647 | 56.4647 | 56.4647 | 68 | 68
|  | 6160 | 9 | 328 | 16 | 257 | 14 | 5 | 37 | 14.4 | 3.06 | 35 | 99533 | 10.214 | 30.1029 | -56.5701 | 0.2 | 32.4607 | 32.4607 | 32.4607 | 32.4607 | 32.4607 | 32.4607 | 32.4607 | 32.4607 | 51.385 | 51.385 | 51.385 | 51.385 | 51.385 | 51.385 | 51.385 | 51.385 | 62 | 62
|  | 6161 | 9 | 329 | 17 | 257 | 14 | 5 | 37 | 14.26 | 3.67 | 34 | 99560 | 9.931 | 21.2479 | -69.994 | 0.2 | 34.0026 | 34.0026 | 34.0026 | 34.0026 | 34.0026 | 34.0026 | 34.0026 | 34.0026 | 53.8511 | 53.8511 | 53.8511 | 53.8511 | 53.8511 | 53.8511 | 53.8511 | 53.8511 | 65 | 65
|  | 6162 | 9 | 330 | 18 | 257 | 14 | 5 | 37 | 14.12 | 4.29 | 34 | 99586 | 9.653 | 11.6345 | -81.9808 | 0.2 | 15.5341 | 15.5341 | 15.5341 | 15.5341 | 15.5341 | 15.5341 | 15.5341 | 15.5341 | 24.7416 | 24.7416 | 24.7416 | 24.7416 | 24.7416 | 24.7416 | 24.7416 | 24.7416 | 30 | 30
|  | 6163 | 9 | 331 | 19 | 257 | 14 | 5 | 37 | 13.99 | 4.9 | 33 | 99612 | 9.386 | 1.7362 | -93.3059 | 0.2 | 5.7022 | 5.7022 | 5.7022 | 5.7022 | 5.7022 | 5.7022 | 5.7022 | 5.7022 | 9.0765 | 9.0765 | 9.0765 | 9.0765 | 9.0765 | 9.0765 | 9.0765 | 9.0765 | 11 | 11
|  | 6164 | 9 | 332 | 20 | 257 | 14 | 5 | 37 | 13.53 | 5.11 | 36 | 99677 | 8.336 | 0 | -104.6687 | 0.2 | 0 | 0 | 0 | 0 | 0 | 0 | 0 | 0 | 0 | 0 | 0 | 0 | 0 | 0 | 0 | 0 | 0 | 0
|  | 6165 | 9 | 333 | 21 | 257 | 14 | 5 | 37 | 13.06 | 5.33 | 39 | 99743 | 7.339 | 0 | -116.7361 | 0.2 | 0 | 0 | 0 | 0 | 0 | 0 | 0 | 0 | 0 | 0 | 0 | 0 | 0 | 0 | 0 | 0 | 0 | 0
|  | 6166 | 9 | 334 | 22 | 257 | 14 | 5 | 37 | 12.6 | 5.54 | 42 | 99809 | 6.401 | 0 | -130.1651 | 0.2 | 0 | 0 | 0 | 0 | 0 | 0 | 0 | 0 | 0 | 0 | 0 | 0 | 0 | 0 | 0 | 0 | 0 | 0
|  | 6167 | 9 | 335 | 23 | 257 | 14 | 5 | 37 | 12.16 | 5.4 | 42 | 99831 | 5.754 | 0 | -145.5111 | 0.2 | 0 | 0 | 0 | 0 | 0 | 0 | 0 | 0 | 0 | 0 | 0 | 0 | 0 | 0 | 0 | 0 | 0 | 0
|  | 6168 | 9 | 336 | 24 | 257 | 14 | 5 | 37 | 11.72 | 5.25 | 42 | 99854 | 5.14 | 0 | -162.9184 | 0.2 | 0 | 0 | 0 | 0 | 0 | 0 | 0 | 0 | 0 | 0 | 0 | 0 | 0 | 0 | 0 | 0 | 0 | 0
|  | 6169 | 9 | 337 | 1 | 258 | 15 | 6 | 37 | 11.28 | 5.1 | 43 | 99877 | 4.557 | 0 | 178.1937 | 0.2 | 0 | 0 | 0 | 0 | 0 | 0 | 0 | 0 | 0 | 0 | 0 | 0 | 0 | 0 | 0 | 0 | 0 | 0
|  | 6170 | 9 | 338 | 2 | 258 | 15 | 6 | 37 | 10.77 | 4.82 | 41 | 99936 | 4.718 | 0 | 159.4797 | 0.2 | 0 | 0 | 0 | 0 | 0 | 0 | 0 | 0 | 0 | 0 | 0 | 0 | 0 | 0 | 0 | 0 | 0 | 0
|  | 6171 | 9 | 339 | 3 | 258 | 15 | 6 | 37 | 10.26 | 4.54 | 40 | 99995 | 4.863 | 0 | 142.3557 | 0.2 | 0 | 0 | 0 | 0 | 0 | 0 | 0 | 0 | 0 | 0 | 0 | 0 | 0 | 0 | 0 | 0 | 0 | 0
|  | 6172 | 9 | 340 | 4 | 258 | 15 | 6 | 37 | 9.75 | 4.26 | 38 | 100054 | 4.991 | 0 | 127.3501 | 0.2 | 0 | 0 | 0 | 0 | 0 | 0 | 0 | 0 | 0 | 0 | 0 | 0 | 0 | 0 | 0 | 0 | 0 | 0
|  | 6173 | 9 | 341 | 5 | 258 | 15 | 6 | 37 | 9.7 | 4.42 | 37 | 100094 | 5.088 | 0 | 114.1986 | 0.2 | 0 | 0 | 0 | 0 | 0 | 0 | 0 | 0 | 0 | 0 | 0 | 0 | 0 | 0 | 0 | 0 | 0 | 0
|  | 6174 | 9 | 342 | 6 | 258 | 15 | 6 | 37 | 9.64 | 4.58 | 36 | 100133 | 5.181 | 0 | 102.3011 | 0.2 | 0 | 0 | 0 | 0 | 0 | 0 | 0 | 0 | 0 | 0 | 0 | 0 | 0 | 0 | 0 | 0 | 0 | 0
|  | 6175 | 9 | 343 | 7 | 258 | 15 | 6 | 37 | 9.59 | 4.74 | 34 | 100172 | 5.276 | 3.2656 | 90.9907 | 0.2 | 0 | 0 | 0 | 0 | 0 | 0 | 0 | 0 | 0 | 0 | 0 | 0 | 0 | 0 | 0 | 0 | 0 | 0
|  | 6176 | 9 | 344 | 8 | 258 | 15 | 6 | 37 | 10.23 | 4.77 | 38 | 100202 | 5.362 | 13.139 | 79.596 | 0.2 | 46.8589 | 46.8589 | 576.6888 | 46.8589 | 144.1393 | 46.8589 | 46.8589 | 46.8589 | 63.9898 | 43.8635 | 507.4238 | 43.8635 | 201.5651 | 43.8635 | 43.8635 | 43.8635 | 160.498 | 34.7547
|  | 6177 | 9 | 345 | 9 | 258 | 15 | 6 | 37 | 10.86 | 4.79 | 41 | 100231 | 5.44 | 22.64 | 67.4084 | 0.2 | 79.3675 | 79.3675 | 703.0447 | 79.3675 | 338.8721 | 79.3675 | 79.3675 | 79.3675 | 84.6073 | 68.8828 | 709.111 | 68.8828 | 451.6021 | 68.8828 | 68.8828 | 68.8828 | 335.0192 | 53.2768
|  | 6178 | 9 | 346 | 10 | 258 | 15 | 6 | 37 | 11.5 | 4.81 | 44 | 100261 | 5.517 | 31.2719 | 53.646 | 0.2 | 105.2239 | 105.2239 | 655.2603 | 105.2239 | 510.0646 | 105.2239 | 105.2239 | 105.2239 | 96.3126 | 89.2788 | 771.5126 | 89.2788 | 668.8438 | 89.2788 | 89.2788 | 89.2788 | 484.6895 | 69.9015
|  | 6179 | 9 | 347 | 11 | 258 | 15 | 6 | 37 | 12.35 | 4.79 | 47 | 100241 | 5.555 | 38.3636 | 37.5339 | 0.2 | 139.5678 | 139.5678 | 467.1738 | 139.5678 | 565.9904 | 139.5678 | 139.5678 | 139.5678 | 133.7869 | 133.7869 | 666.4194 | 133.7869 | 736.2933 | 133.7869 | 203.1145 | 133.7869 | 540.6327 | 114.9826
|  | 6180 | 9 | 348 | 12 | 258 | 15 | 6 | 37 | 13.2 | 4.76 | 49 | 100221 | 5.577 | 43.0527 | 18.7153 | 0.2 | 146.8225 | 146.8225 | 318.1205 | 146.8225 | 652.4558 | 146.8225 | 146.8225 | 146.8225 | 137.5326 | 137.5326 | 611.3303 | 137.5326 | 847.7411 | 137.5326 | 369.0783 | 137.5326 | 617.3205 | 118.5673
|  | 6181 | 9 | 349 | 13 | 258 | 15 | 6 | 37 | 14.06 | 4.73 | 52 | 100202 | 5.584 | 44.5022 | -1.9877 | 0.2 | 136.8653 | 136.8653 | 136.8653 | 136.8653 | 767.8757 | 136.8653 | 158.7649 | 136.8653 | 104.1014 | 104.1014 | 527.3844 | 104.1014 | 989.0615 | 104.1014 | 558.3551 | 104.1014 | 692.5292 | 72.017
|  | 6182 | 9 | 350 | 14 | 258 | 15 | 6 | 37 | 14.4 | 4.94 | 49 | 100235 | 5.581 | 42.3921 | -22.4685 | 0.2 | 140.449 | 140.449 | 140.449 | 140.449 | 716.9528 | 140.449 | 378.8735 | 140.449 | 115.7565 | 115.7565 | 349.8661 | 115.7565 | 926.1075 | 115.7565 | 687.0493 | 115.7565 | 656.8052 | 87.2997
|  | 6183 | 9 | 351 | 15 | 258 | 15 | 6 | 37 | 14.75 | 5.14 | 46 | 100267 | 5.578 | 37.1775 | -40.7917 | 0.2 | 153.3893 | 153.3893 | 153.3893 | 153.3893 | 417.9239 | 153.3893 | 381.6626 | 153.3893 | 185.5168 | 185.1877 | 211.1574 | 185.1877 | 559.6252 | 185.1877 | 533.9847 | 185.1877 | 456.2471 | 191.247
|  | 6184 | 9 | 352 | 16 | 258 | 15 | 6 | 37 | 15.09 | 5.35 | 42 | 100300 | 5.569 | 29.7329 | -56.4096 | 0.2 | 129.6139 | 129.6139 | 129.6139 | 129.6139 | 286.1494 | 129.6139 | 365.3047 | 129.6139 | 168.1607 | 164.5797 | 164.5797 | 164.5797 | 389.5353 | 164.5797 | 445.5065 | 164.5797 | 335.2286 | 173.6288
|  | 6185 | 9 | 353 | 17 | 258 | 15 | 6 | 37 | 14.33 | 4.83 | 40 | 100310 | 5.351 | 20.8913 | -69.8113 | 0.2 | 101.9358 | 101.9358 | 101.9358 | 101.9358 | 215.7464 | 101.9358 | 411.4527 | 101.9358 | 136.711 | 128.1817 | 128.1817 | 128.1817 | 297.6634 | 128.1817 | 436.0487 | 128.1817 | 259.5816 | 133.7089
|  | 6186 | 9 | 354 | 18 | 258 | 15 | 6 | 37 | 13.57 | 4.3 | 38 | 100320 | 5.14 | 11.2857 | -81.7911 | 0.2 | 54.547 | 54.547 | 54.547 | 54.547 | 81.1518 | 54.547 | 238.9695 | 54.547 | 80.9526 | 73.4717 | 73.4717 | 73.4717 | 118.5774 | 73.4717 | 230.1713 | 73.4717 | 116.6501 | 79.4658
|  | 6187 | 9 | 355 | 19 | 258 | 15 | 6 | 37 | 12.81 | 3.78 | 35 | 100330 | 4.936 | 1.3888 | -93.1174 | 0.2 | 17.6356 | 13.9833 | 13.9833 | 13.9833 | 13.9833 | 13.9833 | 81.0457 | 13.9833 | 23.2483 | 19.5144 | 19.5144 | 19.5144 | 19.5144 | 19.5144 | 68.086 | 19.5144 | 23.0042 | 21.3759
|  | 6188 | 9 | 356 | 20 | 258 | 15 | 6 | 37 | 12.44 | 3.59 | 34 | 100356 | 4.861 | 0 | -104.4877 | 0.2 | 0 | 0 | 0 | 0 | 0 | 0 | 0 | 0 | 0 | 0 | 0 | 0 | 0 | 0 | 0 | 0 | 0 | 0
|  | 6189 | 9 | 357 | 21 | 258 | 15 | 6 | 37 | 12.06 | 3.4 | 32 | 100382 | 4.783 | 0 | -116.5717 | 0.2 | 0 | 0 | 0 | 0 | 0 | 0 | 0 | 0 | 0 | 0 | 0 | 0 | 0 | 0 | 0 | 0 | 0 | 0
|  | 6190 | 9 | 358 | 22 | 258 | 15 | 6 | 37 | 11.69 | 3.21 | 30 | 100408 | 4.709 | 0 | -130.0329 | 0.2 | 0 | 0 | 0 | 0 | 0 | 0 | 0 | 0 | 0 | 0 | 0 | 0 | 0 | 0 | 0 | 0 | 0 | 0
|  | 6191 | 9 | 359 | 23 | 258 | 15 | 6 | 37 | 11.47 | 3.29 | 27 | 100398 | 4.768 | 0 | -145.4368 | 0.2 | 0 | 0 | 0 | 0 | 0 | 0 | 0 | 0 | 0 | 0 | 0 | 0 | 0 | 0 | 0 | 0 | 0 | 0
|  | 6192 | 9 | 360 | 24 | 258 | 15 | 6 | 37 | 11.25 | 3.36 | 24 | 100389 | 4.826 | 0 | -162.9332 | 0.2 | 0 | 0 | 0 | 0 | 0 | 0 | 0 | 0 | 0 | 0 | 0 | 0 | 0 | 0 | 0 | 0 | 0 | 0
|  | 6193 | 9 | 361 | 1 | 259 | 16 | 7 | 37 | 11.03 | 3.43 | 21 | 100379 | 4.88 | 0 | 178.0693 | 0.2 | 0 | 0 | 0 | 0 | 0 | 0 | 0 | 0 | 0 | 0 | 0 | 0 | 0 | 0 | 0 | 0 | 0 | 0
|  | 6194 | 9 | 362 | 2 | 259 | 16 | 7 | 37 | 10.37 | 3.5 | 24 | 100392 | 4.932 | 0 | 159.2598 | 0.2 | 0 | 0 | 0 | 0 | 0 | 0 | 0 | 0 | 0 | 0 | 0 | 0 | 0 | 0 | 0 | 0 | 0 | 0
|  | 6195 | 9 | 363 | 3 | 259 | 16 | 7 | 37 | 9.7 | 3.57 | 27 | 100405 | 4.967 | 0 | 142.0759 | 0.2 | 0 | 0 | 0 | 0 | 0 | 0 | 0 | 0 | 0 | 0 | 0 | 0 | 0 | 0 | 0 | 0 | 0 | 0
|  | 6196 | 9 | 364 | 4 | 259 | 16 | 7 | 37 | 9.04 | 3.64 | 30 | 100418 | 4.991 | 0 | 127.0427 | 0.2 | 0 | 0 | 0 | 0 | 0 | 0 | 0 | 0 | 0 | 0 | 0 | 0 | 0 | 0 | 0 | 0 | 0 | 0
|  | 6197 | 9 | 365 | 5 | 259 | 16 | 7 | 37 | 8.97 | 3.75 | 31 | 100431 | 5.151 | 0 | 113.8817 | 0.2 | 0 | 0 | 0 | 0 | 0 | 0 | 0 | 0 | 0 | 0 | 0 | 0 | 0 | 0 | 0 | 0 | 0 | 0
|  | 6198 | 9 | 366 | 6 | 259 | 16 | 7 | 37 | 8.9 | 3.86 | 32 | 100444 | 5.31 | 0 | 101.981 | 0.2 | 0 | 0 | 0 | 0 | 0 | 0 | 0 | 0 | 0 | 0 | 0 | 0 | 0 | 0 | 0 | 0 | 0 | 0
|  | 6199 | 9 | 367 | 7 | 259 | 16 | 7 | 37 | 8.83 | 3.97 | 33 | 100457 | 5.467 | 3.0352 | 90.6677 | 0.2 | 0 | 0 | 0 | 0 | 0 | 0 | 0 | 0 | 0 | 0 | 0 | 0 | 0 | 0 | 0 | 0 | 0 | 0
|  | 6200 | 9 | 368 | 8 | 259 | 16 | 7 | 37 | 9.74 | 4.23 | 38 | 100467 | 5.415 | 12.9039 | 79.2685 | 0.2 | 46.1743 | 46.1743 | 559.4405 | 46.1743 | 143.4489 | 46.1743 | 46.1743 | 46.1743 | 59.5191 | 43.6737 | 491.2367 | 43.6737 | 197.0862 | 43.6737 | 43.6737 | 43.6737 | 154.5325 | 34.8491
|  | 6201 | 9 | 369 | 9 | 259 | 16 | 7 | 37 | 10.64 | 4.5 | 43 | 100477 | 5.329 | 22.3886 | 67.0767 | 0.2 | 89.8501 | 89.8501 | 510.9104 | 89.8501 | 267.9143 | 89.8501 | 89.8501 | 89.8501 | 102.6268 | 95.3728 | 526.2719 | 95.3728 | 354.4477 | 95.3728 | 95.3728 | 95.3728 | 274.7636 | 86.4406
|  | 6202 | 9 | 370 | 10 | 259 | 16 | 7 | 37 | 11.55 | 4.76 | 48 | 100487 | 5.213 | 30.9923 | 53.3178 | 0.2 | 120.9719 | 120.9719 | 403.0077 | 120.9719 | 331.0587 | 120.9719 | 120.9719 | 120.9719 | 140.1305 | 139.3094 | 488.1139 | 139.3094 | 437.2383 | 139.3094 | 139.3094 | 139.3094 | 347.5815 | 136.3333
|  | 6203 | 9 | 371 | 11 | 259 | 16 | 7 | 37 | 12.09 | 4.87 | 45 | 100464 | 5.232 | 38.0458 | 37.2325 | 0.2 | 145.1537 | 145.1537 | 354.7916 | 145.1537 | 421.0164 | 145.1537 | 145.1537 | 145.1537 | 171.8758 | 171.8758 | 511.8416 | 171.8758 | 558.6696 | 171.8758 | 215.3688 | 171.8758 | 446.6187 | 175.4724
|  | 6204 | 9 | 372 | 12 | 259 | 16 | 7 | 37 | 12.63 | 4.99 | 41 | 100441 | 5.245 | 42.694 | 18.4853 | 0.2 | 154.7305 | 154.7305 | 300.5865 | 154.7305 | 591.021 | 154.7305 | 154.7305 | 154.7305 | 158.7872 | 158.7872 | 562.0266 | 158.7872 | 767.3948 | 158.7872 | 355.7551 | 158.7872 | 570.418 | 146.0073
|  | 6205 | 9 | 373 | 13 | 259 | 16 | 7 | 37 | 13.18 | 5.1 | 38 | 100418 | 5.255 | 44.114 | -2.0993 | 0.2 | 136.6223 | 136.6223 | 136.6223 | 136.6223 | 770.2186 | 136.6223 | 159.8474 | 136.6223 | 104.5031 | 104.5031 | 522.7457 | 104.5031 | 987.1885 | 104.5031 | 555.5909 | 104.5031 | 687.4529 | 72.7435
|  | 6206 | 9 | 374 | 14 | 259 | 16 | 7 | 37 | 13.21 | 4.96 | 38 | 100415 | 5.248 | 41.9959 | -22.4528 | 0.2 | 148.8836 | 148.8836 | 148.8836 | 148.8836 | 680.5111 | 148.8836 | 368.5782 | 148.8836 | 135.1645 | 135.1645 | 346.0052 | 135.1645 | 877.2703 | 135.1645 | 656.7004 | 135.1645 | 629.8204 | 111.952
|  | 6207 | 9 | 375 | 15 | 259 | 16 | 7 | 37 | 13.24 | 4.82 | 39 | 100411 | 5.242 | 36.7907 | -40.6832 | 0.2 | 152.0287 | 152.0287 | 152.0287 | 152.0287 | 442.6372 | 152.0287 | 401.8433 | 152.0287 | 180.6503 | 180.6503 | 206.6554 | 180.6503 | 588.7922 | 180.6503 | 559.9465 | 180.6503 | 471.9919 | 185.4005
|  | 6208 | 9 | 376 | 16 | 259 | 16 | 7 | 37 | 13.27 | 4.68 | 39 | 100408 | 5.235 | 29.3616 | -56.2503 | 0.2 | 125.2557 | 125.2557 | 125.2557 | 125.2557 | 454.6492 | 125.2557 | 618.2328 | 125.2557 | 130.8293 | 127.8855 | 127.8855 | 127.8855 | 596.662 | 127.8855 | 712.3331 | 127.8855 | 449.4205 | 115.8639
|  | 6209 | 9 | 377 | 17 | 259 | 16 | 7 | 37 | 12.63 | 4.35 | 40 | 100408 | 5.248 | 20.5334 | -69.6294 | 0.2 | 67.883 | 67.883 | 67.883 | 67.883 | 80.6972 | 67.883 | 102.3934 | 67.883 | 105.8897 | 105.2009 | 105.2009 | 105.2009 | 124.0117 | 105.2009 | 139.3532 | 105.2009 | 139.7678 | 125.9796
|  | 6210 | 9 | 378 | 18 | 259 | 16 | 7 | 37 | 11.98 | 4.02 | 41 | 100408 | 5.247 | 10.9357 | -81.6017 | 0.2 | 10.3046 | 10.3046 | 10.3046 | 10.3046 | 10.3046 | 10.3046 | 10.3046 | 10.3046 | 16.458 | 16.458 | 16.458 | 16.458 | 16.458 | 16.458 | 16.458 | 16.458 | 20 | 20
|  | 6211 | 9 | 379 | 19 | 259 | 16 | 7 | 37 | 11.34 | 3.7 | 42 | 100408 | 5.24 | 1.0403 | -92.9286 | 0.2 | 2.0454 | 2.0454 | 2.0454 | 2.0454 | 2.0454 | 2.0454 | 2.0454 | 2.0454 | 3.2806 | 3.2806 | 3.2806 | 3.2806 | 3.2806 | 3.2806 | 3.2806 | 3.2806 | 4 | 4
|  | 6212 | 9 | 380 | 20 | 259 | 16 | 7 | 37 | 10.96 | 3.6 | 41 | 100434 | 5.329 | 0 | -104.3062 | 0.2 | 0 | 0 | 0 | 0 | 0 | 0 | 0 | 0 | 0 | 0 | 0 | 0 | 0 | 0 | 0 | 0 | 0 | 0
|  | 6213 | 9 | 381 | 21 | 259 | 16 | 7 | 37 | 10.59 | 3.51 | 41 | 100461 | 5.413 | 0 | -116.4065 | 0.2 | 0 | 0 | 0 | 0 | 0 | 0 | 0 | 0 | 0 | 0 | 0 | 0 | 0 | 0 | 0 | 0 | 0 | 0
|  | 6214 | 9 | 382 | 22 | 259 | 16 | 7 | 37 | 10.21 | 3.42 | 40 | 100487 | 5.487 | 0 | -129.8999 | 0.2 | 0 | 0 | 0 | 0 | 0 | 0 | 0 | 0 | 0 | 0 | 0 | 0 | 0 | 0 | 0 | 0 | 0 | 0
|  | 6215 | 9 | 383 | 23 | 259 | 16 | 7 | 37 | 9.9 | 3.44 | 39 | 100477 | 5.675 | 0 | -145.3621 | 0.2 | 0 | 0 | 0 | 0 | 0 | 0 | 0 | 0 | 0 | 0 | 0 | 0 | 0 | 0 | 0 | 0 | 0 | 0
|  | 6216 | 9 | 384 | 24 | 259 | 16 | 7 | 37 | 9.59 | 3.46 | 39 | 100467 | 5.854 | 0 | -162.9486 | 0.2 | 0 | 0 | 0 | 0 | 0 | 0 | 0 | 0 | 0 | 0 | 0 | 0 | 0 | 0 | 0 | 0 | 0 | 0
|  | 6217 | 9 | 385 | 1 | 260 | 17 | 1 | 38 | 9.28 | 3.48 | 38 | 100457 | 6.022 | 0 | 177.943 | 0.2 | 0 | 0 | 0 | 0 | 0 | 0 | 0 | 0 | 0 | 0 | 0 | 0 | 0 | 0 | 0 | 0 | 0 | 0
|  | 6218 | 9 | 386 | 2 | 260 | 17 | 1 | 38 | 8.88 | 3.47 | 41 | 100470 | 6.07 | 0 | 159.037 | 0.2 | 0 | 0 | 0 | 0 | 0 | 0 | 0 | 0 | 0 | 0 | 0 | 0 | 0 | 0 | 0 | 0 | 0 | 0
|  | 6219 | 9 | 387 | 3 | 260 | 17 | 1 | 38 | 8.47 | 3.46 | 43 | 100484 | 6.106 | 0 | 141.7932 | 0.2 | 0 | 0 | 0 | 0 | 0 | 0 | 0 | 0 | 0 | 0 | 0 | 0 | 0 | 0 | 0 | 0 | 0 | 0
|  | 6220 | 9 | 388 | 4 | 260 | 17 | 1 | 38 | 8.07 | 3.45 | 46 | 100497 | 6.139 | 0 | 126.733 | 0.2 | 0 | 0 | 0 | 0 | 0 | 0 | 0 | 0 | 0 | 0 | 0 | 0 | 0 | 0 | 0 | 0 | 0 | 0
|  | 6221 | 9 | 389 | 5 | 260 | 17 | 1 | 38 | 8.29 | 3.51 | 46 | 100510 | 6.242 | 0 | 113.563 | 0.2 | 0 | 0 | 0 | 0 | 0 | 0 | 0 | 0 | 0 | 0 | 0 | 0 | 0 | 0 | 0 | 0 | 0 | 0
|  | 6222 | 9 | 390 | 6 | 260 | 17 | 1 | 38 | 8.5 | 3.58 | 46 | 100523 | 6.343 | 0 | 101.6597 | 0.2 | 0 | 0 | 0 | 0 | 0 | 0 | 0 | 0 | 0 | 0 | 0 | 0 | 0 | 0 | 0 | 0 | 0 | 0
|  | 6223 | 9 | 391 | 7 | 260 | 17 | 1 | 38 | 8.71 | 3.64 | 46 | 100536 | 6.444 | 2.8043 | 90.344 | 0.2 | 0 | 0 | 0 | 0 | 0 | 0 | 0 | 0 | 0 | 0 | 0 | 0 | 0 | 0 | 0 | 0 | 0 | 0
|  | 6224 | 9 | 392 | 8 | 260 | 17 | 1 | 38 | 9.85 | 4.01 | 50 | 100526 | 6.399 | 12.6679 | 78.9408 | 0.2 | 47.6535 | 47.6535 | 455.1616 | 47.6535 | 127.3023 | 47.6535 | 47.6535 | 47.6535 | 58.7352 | 49.0615 | 403.2071 | 49.0615 | 171.3756 | 49.0615 | 49.0615 | 49.0615 | 135.2661 | 41.9366
|  | 6225 | 9 | 393 | 9 | 260 | 17 | 1 | 38 | 10.99 | 4.38 | 53 | 100516 | 6.302 | 22.1361 | 66.7453 | 0.2 | 90.583 | 90.583 | 537.8654 | 90.583 | 282.7938 | 90.583 | 90.583 | 90.583 | 99.6781 | 95.5564 | 551.8681 | 95.5564 | 371.5052 | 95.5564 | 95.5564 | 95.5564 | 284.6282 | 86.5884
|  | 6226 | 9 | 394 | 10 | 260 | 17 | 1 | 38 | 12.14 | 4.74 | 57 | 100507 | 6.148 | 30.7114 | 52.9905 | 0.2 | 109.8819 | 109.8819 | 623.8389 | 109.8819 | 497.3096 | 109.8819 | 109.8819 | 109.8819 | 97.875 | 97.875 | 731.6454 | 97.875 | 642.1757 | 97.875 | 97.875 | 97.875 | 460.8623 | 78.5325
|  | 6227 | 9 | 395 | 11 | 260 | 17 | 1 | 38 | 13.04 | 4.69 | 53 | 100477 | 6.08 | 37.7266 | 36.9328 | 0.2 | 136.2833 | 136.2833 | 470.9194 | 136.2833 | 581.4459 | 136.2833 | 136.2833 | 136.2833 | 128.1673 | 128.1673 | 669.4435 | 128.1673 | 747.5975 | 128.1673 | 196.1967 | 128.1673 | 539.1059 | 108.2618
|  | 6228 | 9 | 396 | 12 | 260 | 17 | 1 | 38 | 13.94 | 4.63 | 48 | 100448 | 5.979 | 42.3341 | 18.257 | 0.2 | 147.2837 | 147.2837 | 185.919 | 147.2837 | 264.4007 | 147.2837 | 147.2837 | 147.2837 | 208.3946 | 208.3946 | 315.1585 | 208.3946 | 370.6535 | 208.3946 | 260.5199 | 208.3946 | 349.8313 | 237.4796
|  | 6229 | 9 | 397 | 13 | 260 | 17 | 1 | 38 | 14.84 | 4.58 | 44 | 100418 | 5.84 | 43.7248 | -2.21 | 0.2 | 86.8876 | 86.8876 | 86.8876 | 86.8876 | 95.4678 | 86.8876 | 87.2187 | 86.8876 | 135.2908 | 135.2908 | 140.8639 | 135.2908 | 147.1652 | 135.2908 | 141.3322 | 135.2908 | 170 | 161.7873
|  | 6230 | 9 | 398 | 14 | 260 | 17 | 1 | 38 | 14.91 | 4.6 | 44 | 100405 | 5.76 | 41.5988 | -22.4376 | 0.2 | 152.8306 | 152.8306 | 152.8306 | 152.8306 | 284.8383 | 152.8306 | 207.3417 | 152.8306 | 214.8337 | 214.8337 | 265.9469 | 214.8337 | 397.8357 | 214.8337 | 343.0372 | 214.8337 | 371.0688 | 244.2727
|  | 6231 | 9 | 399 | 15 | 260 | 17 | 1 | 38 | 14.99 | 4.63 | 44 | 100392 | 5.683 | 36.4029 | -40.5758 | 0.2 | 55.9583 | 55.9583 | 55.9583 | 55.9583 | 57.2798 | 55.9583 | 57.09 | 55.9583 | 87.995 | 87.995 | 88.1019 | 87.995 | 89.8366 | 87.995 | 89.7023 | 87.995 | 107 | 105.7171
|  | 6232 | 9 | 400 | 16 | 260 | 17 | 1 | 38 | 15.07 | 4.65 | 43 | 100379 | 5.604 | 28.9891 | -56.0919 | 0.2 | 106.7066 | 106.7066 | 106.7066 | 106.7066 | 165.7151 | 106.7066 | 194.4938 | 106.7066 | 154.7957 | 154.7957 | 154.7957 | 154.7957 | 237.962 | 154.7957 | 258.3117 | 154.7957 | 236.919 | 178.3125
|  | 6233 | 9 | 401 | 17 | 260 | 17 | 1 | 38 | 13.93 | 4.06 | 46 | 100379 | 5.57 | 20.1743 | -69.448 | 0.2 | 79.2586 | 79.2586 | 79.2586 | 79.2586 | 119.1814 | 79.2586 | 185.7424 | 79.2586 | 116.9307 | 115.6149 | 115.6149 | 115.6149 | 173.39 | 115.6149 | 220.4557 | 115.6149 | 175.4603 | 133.6767
|  | 6234 | 9 | 402 | 18 | 260 | 17 | 1 | 38 | 12.79 | 3.47 | 48 | 100379 | 5.509 | 10.5846 | -81.4124 | 0.2 | 46.8902 | 46.8902 | 46.8902 | 46.8902 | 68.0478 | 46.8902 | 186.9945 | 46.8902 | 70.0043 | 66.2425 | 66.2425 | 66.2425 | 99.9258 | 66.2425 | 184.0338 | 66.2425 | 101.0187 | 74.5411
|  | 6235 | 9 | 403 | 19 | 260 | 17 | 1 | 38 | 11.66 | 2.88 | 50 | 100379 | 5.428 | 0.69076 | -92.7397 | 0.2 | 9.1323 | 8.1132 | 8.1132 | 8.1132 | 8.1132 | 8.1132 | 29.4102 | 8.1132 | 13.5059 | 12.6035 | 12.6035 | 12.6035 | 12.6035 | 12.6035 | 27.8446 | 12.6035 | 15.3986 | 15.1416
|  | 6236 | 9 | 404 | 20 | 260 | 17 | 1 | 38 | 10.97 | 2.83 | 53 | 100418 | 5.363 | 0 | -104.1241 | 0.2 | 0 | 0 | 0 | 0 | 0 | 0 | 0 | 0 | 0 | 0 | 0 | 0 | 0 | 0 | 0 | 0 | 0 | 0
|  | 6237 | 9 | 405 | 21 | 260 | 17 | 1 | 38 | 10.29 | 2.77 | 57 | 100457 | 5.294 | 0 | -116.2404 | 0.2 | 0 | 0 | 0 | 0 | 0 | 0 | 0 | 0 | 0 | 0 | 0 | 0 | 0 | 0 | 0 | 0 | 0 | 0
|  | 6238 | 9 | 406 | 22 | 260 | 17 | 1 | 38 | 9.6 | 2.72 | 60 | 100497 | 5.216 | 0 | -129.766 | 0.2 | 0 | 0 | 0 | 0 | 0 | 0 | 0 | 0 | 0 | 0 | 0 | 0 | 0 | 0 | 0 | 0 | 0 | 0
|  | 6239 | 9 | 407 | 23 | 260 | 17 | 1 | 38 | 9.08 | 2.55 | 61 | 100500 | 5.255 | 0 | -145.2868 | 0.2 | 0 | 0 | 0 | 0 | 0 | 0 | 0 | 0 | 0 | 0 | 0 | 0 | 0 | 0 | 0 | 0 | 0 | 0
|  | 6240 | 9 | 408 | 24 | 260 | 17 | 1 | 38 | 8.56 | 2.39 | 62 | 100503 | 5.285 | 0 | -162.9645 | 0.2 | 0 | 0 | 0 | 0 | 0 | 0 | 0 | 0 | 0 | 0 | 0 | 0 | 0 | 0 | 0 | 0 | 0 | 0
|  | 6241 | 9 | 409 | 1 | 261 | 18 | 2 | 38 | 8.04 | 2.22 | 63 | 100507 | 5.305 | 0 | 177.8149 | 0.2 | 0 | 0 | 0 | 0 | 0 | 0 | 0 | 0 | 0 | 0 | 0 | 0 | 0 | 0 | 0 | 0 | 0 | 0
|  | 6242 | 9 | 410 | 2 | 261 | 18 | 2 | 38 | 7.28 | 2.36 | 62 | 100520 | 5.329 | 0 | 158.8115 | 0.2 | 0 | 0 | 0 | 0 | 0 | 0 | 0 | 0 | 0 | 0 | 0 | 0 | 0 | 0 | 0 | 0 | 0 | 0
|  | 6243 | 9 | 411 | 3 | 261 | 18 | 2 | 38 | 6.52 | 2.5 | 62 | 100533 | 5.336 | 0 | 141.5078 | 0.2 | 0 | 0 | 0 | 0 | 0 | 0 | 0 | 0 | 0 | 0 | 0 | 0 | 0 | 0 | 0 | 0 | 0 | 0
|  | 6244 | 9 | 412 | 4 | 261 | 18 | 2 | 38 | 5.76 | 2.63 | 61 | 100546 | 5.327 | 0 | 126.4211 | 0.2 | 0 | 0 | 0 | 0 | 0 | 0 | 0 | 0 | 0 | 0 | 0 | 0 | 0 | 0 | 0 | 0 | 0 | 0
|  | 6245 | 9 | 413 | 5 | 261 | 18 | 2 | 38 | 5.86 | 2.84 | 61 | 100556 | 5.347 | 0 | 113.2427 | 0.2 | 0 | 0 | 0 | 0 | 0 | 0 | 0 | 0 | 0 | 0 | 0 | 0 | 0 | 0 | 0 | 0 | 0 | 0
|  | 6246 | 9 | 414 | 6 | 261 | 18 | 2 | 38 | 5.95 | 3.05 | 62 | 100565 | 5.363 | 0 | 101.3372 | 0.2 | 0 | 0 | 0 | 0 | 0 | 0 | 0 | 0 | 0 | 0 | 0 | 0 | 0 | 0 | 0 | 0 | 0 | 0
|  | 6247 | 9 | 415 | 7 | 261 | 18 | 2 | 38 | 6.04 | 3.26 | 63 | 100575 | 5.379 | 2.573 | 90.0196 | 0.2 | 0 | 0 | 0 | 0 | 0 | 0 | 0 | 0 | 0 | 0 | 0 | 0 | 0 | 0 | 0 | 0 | 0 | 0
|  | 6248 | 9 | 416 | 8 | 261 | 18 | 2 | 38 | 7.69 | 3.48 | 67 | 100572 | 5.463 | 12.4312 | 78.6128 | 0.2 | 46.2954 | 46.2954 | 465.6624 | 46.2954 | 130.7568 | 46.2954 | 46.2954 | 46.2954 | 53.9935 | 47.037 | 410.2541 | 47.037 | 173.44 | 47.037 | 47.037 | 47.037 | 134.0031 | 39.7035
|  | 6249 | 9 | 417 | 9 | 261 | 18 | 2 | 38 | 9.34 | 3.71 | 71 | 100569 | 5.482 | 21.8825 | 66.4143 | 0.2 | 87.9287 | 87.9287 | 566.348 | 87.9287 | 296.8026 | 87.9287 | 87.9287 | 87.9287 | 90.5564 | 89.9946 | 576.5461 | 89.9946 | 385.9487 | 89.9946 | 89.9946 | 89.9946 | 289.2717 | 79.6033
|  | 6250 | 9 | 418 | 10 | 261 | 18 | 2 | 38 | 10.99 | 3.93 | 75 | 100565 | 5.42 | 30.4292 | 52.6644 | 0.2 | 119.9241 | 119.9241 | 511.3339 | 119.9241 | 418.4835 | 119.9241 | 119.9241 | 119.9241 | 124.3976 | 124.3976 | 605.6306 | 124.3976 | 539.9754 | 124.3976 | 124.3976 | 124.3976 | 401.625 | 112.4686
|  | 6251 | 9 | 419 | 11 | 261 | 18 | 2 | 38 | 12.27 | 3.78 | 71 | 100520 | 5.571 | 37.4061 | 36.6349 | 0.2 | 133.4756 | 133.4756 | 476.8337 | 133.4756 | 595.2201 | 133.4756 | 133.4756 | 133.4756 | 122.7644 | 122.7644 | 676.707 | 122.7644 | 760.4188 | 122.7644 | 191.1253 | 122.7644 | 541.6746 | 101.6395
|  | 6252 | 9 | 420 | 12 | 261 | 18 | 2 | 38 | 13.56 | 3.64 | 68 | 100474 | 5.704 | 41.9731 | 18.0307 | 0.2 | 158.5505 | 158.5505 | 237.4538 | 158.5505 | 400.9474 | 158.5505 | 158.5505 | 158.5505 | 203.6801 | 203.6801 | 421.62 | 203.6801 | 537.2274 | 203.6801 | 310.034 | 203.6801 | 449.7006 | 220.3904
|  | 6253 | 9 | 421 | 13 | 261 | 18 | 2 | 38 | 14.85 | 3.49 | 65 | 100428 | 5.813 | 43.3347 | -2.3197 | 0.2 | 154.7791 | 154.7791 | 154.7791 | 154.7791 | 288.7829 | 154.7791 | 160.2075 | 154.7791 | 217.6976 | 217.6976 | 303.3334 | 217.6976 | 401.9268 | 217.6976 | 311.0103 | 217.6976 | 374.0254 | 247.4898
|  | 6254 | 9 | 422 | 14 | 261 | 18 | 2 | 38 | 14.99 | 3.55 | 64 | 100405 | 5.757 | 41.2008 | -22.4228 | 0.2 | 160.7175 | 160.7175 | 160.7175 | 160.7175 | 391.1651 | 160.7175 | 255.8082 | 160.7175 | 208.4743 | 208.4743 | 295.5599 | 208.4743 | 525.7502 | 208.4743 | 430.0385 | 208.4743 | 444.7526 | 226.5044
|  | 6255 | 9 | 423 | 15 | 261 | 18 | 2 | 38 | 15.13 | 3.61 | 64 | 100382 | 5.701 | 36.0141 | -40.4695 | 0.2 | 149.4041 | 149.4041 | 149.4041 | 149.4041 | 475.9973 | 149.4041 | 428.04 | 149.4041 | 168.7469 | 168.7469 | 192.3876 | 168.7469 | 620.3492 | 168.7469 | 586.4383 | 168.7469 | 477.8607 | 165.7919
|  | 6256 | 9 | 424 | 16 | 261 | 18 | 2 | 38 | 15.27 | 3.67 | 63 | 100359 | 5.643 | 28.6156 | -55.9346 | 0.2 | 129.5127 | 129.5127 | 129.5127 | 129.5127 | 352.0295 | 129.5127 | 458.5963 | 129.5127 | 154.4229 | 154.4229 | 154.4229 | 154.4229 | 465.0172 | 154.4229 | 540.3713 | 154.4229 | 373.346 | 156.6162
|  | 6257 | 9 | 425 | 17 | 261 | 18 | 2 | 38 | 14.04 | 3.56 | 60 | 100362 | 5.414 | 19.8142 | -69.2673 | 0.2 | 95.428 | 95.428 | 95.428 | 95.428 | 294.8161 | 95.428 | 622.1842 | 95.428 | 107.0745 | 104.5677 | 104.5677 | 104.5677 | 389.052 | 104.5677 | 620.5361 | 104.5677 | 302.1436 | 99.2103
|  | 6258 | 9 | 426 | 18 | 261 | 18 | 2 | 38 | 12.81 | 3.46 | 57 | 100366 | 5.183 | 10.2326 | -81.2234 | 0.2 | 63.1214 | 63.1214 | 63.1214 | 63.1214 | 101.1857 | 63.1214 | 309.6664 | 63.1214 | 90.0882 | 85.161 | 85.161 | 85.161 | 143.9191 | 85.161 | 291.3373 | 85.161 | 137.476 | 92.4437
|  | 6259 | 9 | 427 | 19 | 261 | 18 | 2 | 38 | 11.59 | 3.35 | 55 | 100369 | 4.956 | 0.34045 | -92.5505 | 0.2 | 14.3182 | 10.5968 | 10.5968 | 10.5968 | 10.5968 | 10.5968 | 94.1424 | 10.5968 | 19.6269 | 16.644 | 16.644 | 16.644 | 16.644 | 16.644 | 76.0711 | 16.644 | 20.4969 | 20
|  | 6260 | 9 | 428 | 20 | 261 | 18 | 2 | 38 | 10.81 | 3.2 | 58 | 100405 | 4.813 | 0 | -103.9413 | 0.2 | 0 | 0 | 0 | 0 | 0 | 0 | 0 | 0 | 0 | 0 | 0 | 0 | 0 | 0 | 0 | 0 | 0 | 0
|  | 6261 | 9 | 429 | 21 | 261 | 18 | 2 | 38 | 10.03 | 3.06 | 62 | 100441 | 4.672 | 0 | -116.0733 | 0.2 | 0 | 0 | 0 | 0 | 0 | 0 | 0 | 0 | 0 | 0 | 0 | 0 | 0 | 0 | 0 | 0 | 0 | 0
|  | 6262 | 9 | 430 | 22 | 261 | 18 | 2 | 38 | 9.25 | 2.91 | 66 | 100477 | 4.53 | 0 | -129.631 | 0.2 | 0 | 0 | 0 | 0 | 0 | 0 | 0 | 0 | 0 | 0 | 0 | 0 | 0 | 0 | 0 | 0 | 0 | 0
|  | 6263 | 9 | 431 | 23 | 261 | 18 | 2 | 38 | 8.79 | 2.66 | 69 | 100474 | 4.525 | 0 | -145.2108 | 0.2 | 0 | 0 | 0 | 0 | 0 | 0 | 0 | 0 | 0 | 0 | 0 | 0 | 0 | 0 | 0 | 0 | 0 | 0
|  | 6264 | 9 | 432 | 24 | 261 | 18 | 2 | 38 | 8.33 | 2.41 | 72 | 100470 | 4.516 | 0 | -162.9808 | 0.2 | 0 | 0 | 0 | 0 | 0 | 0 | 0 | 0 | 0 | 0 | 0 | 0 | 0 | 0 | 0 | 0 | 0 | 0
|  | 6265 | 9 | 433 | 1 | 262 | 19 | 3 | 38 | 7.87 | 2.17 | 75 | 100467 | 4.502 | 0 | 177.6851 | 0.2 | 0 | 0 | 0 | 0 | 0 | 0 | 0 | 0 | 0 | 0 | 0 | 0 | 0 | 0 | 0 | 0 | 0 | 0
|  | 6266 | 9 | 434 | 2 | 262 | 19 | 3 | 38 | 6.85 | 1.96 | 79 | 100474 | 4.627 | 0 | 158.5834 | 0.2 | 0 | 0 | 0 | 0 | 0 | 0 | 0 | 0 | 0 | 0 | 0 | 0 | 0 | 0 | 0 | 0 | 0 | 0
|  | 6267 | 9 | 435 | 3 | 262 | 19 | 3 | 38 | 5.82 | 1.75 | 84 | 100480 | 4.708 | 0 | 141.2199 | 0.2 | 0 | 0 | 0 | 0 | 0 | 0 | 0 | 0 | 0 | 0 | 0 | 0 | 0 | 0 | 0 | 0 | 0 | 0
|  | 6268 | 9 | 436 | 4 | 262 | 19 | 3 | 38 | 4.8 | 1.54 | 88 | 100487 | 4.757 | 0 | 126.1071 | 0.2 | 0 | 0 | 0 | 0 | 0 | 0 | 0 | 0 | 0 | 0 | 0 | 0 | 0 | 0 | 0 | 0 | 0 | 0
|  | 6269 | 9 | 437 | 5 | 262 | 19 | 3 | 38 | 4.93 | 1.71 | 86 | 100503 | 4.798 | 0 | 112.9209 | 0.2 | 0 | 0 | 0 | 0 | 0 | 0 | 0 | 0 | 0 | 0 | 0 | 0 | 0 | 0 | 0 | 0 | 0 | 0
|  | 6270 | 9 | 438 | 6 | 262 | 19 | 3 | 38 | 5.05 | 1.89 | 84 | 100520 | 4.836 | 0 | 101.0139 | 0.2 | 0 | 0 | 0 | 0 | 0 | 0 | 0 | 0 | 0 | 0 | 0 | 0 | 0 | 0 | 0 | 0 | 0 | 0
|  | 6271 | 9 | 439 | 7 | 262 | 19 | 3 | 38 | 5.18 | 2.06 | 82 | 100536 | 4.877 | 2.3412 | 89.6947 | 0.2 | 0 | 0 | 0 | 0 | 0 | 0 | 0 | 0 | 0 | 0 | 0 | 0 | 0 | 0 | 0 | 0 | 0 | 0
|  | 6272 | 9 | 440 | 8 | 262 | 19 | 3 | 38 | 7.69 | 2.05 | 81 | 100536 | 5.437 | 12.1937 | 78.2849 | 0.2 | 43.113 | 43.113 | 249.2795 | 43.113 | 85.8647 | 43.113 | 43.113 | 43.113 | 51.1728 | 49.2304 | 227.1846 | 49.2304 | 111.6329 | 49.2304 | 49.2304 | 49.2304 | 90.4845 | 44.9858
|  | 6273 | 9 | 441 | 9 | 262 | 19 | 3 | 38 | 10.2 | 2.04 | 79 | 100536 | 6.012 | 21.6278 | 66.0839 | 0.2 | 52.5571 | 52.5571 | 64.395 | 52.5571 | 57.8069 | 52.5571 | 52.5571 | 52.5571 | 82.3538 | 82.3538 | 94.355 | 82.3538 | 89.6966 | 82.3538 | 82.3538 | 82.3538 | 104.1426 | 99.0082
|  | 6274 | 9 | 442 | 10 | 262 | 19 | 3 | 38 | 12.72 | 2.03 | 78 | 100536 | 6.597 | 30.1457 | 52.3395 | 0.2 | 67.3894 | 67.3894 | 74.73 | 67.3894 | 73.0548 | 67.3894 | 67.3894 | 67.3894 | 105.4913 | 105.4913 | 114.4897 | 105.4913 | 113.3052 | 105.4913 | 105.4913 | 105.4913 | 132 | 126.615
|  | 6275 | 9 | 443 | 11 | 262 | 19 | 3 | 38 | 14.32 | 1.86 | 75 | 100477 | 6.924 | 37.0842 | 36.339 | 0.2 | 110.7722 | 110.7722 | 132.4231 | 110.7722 | 140.2044 | 110.7722 | 110.7722 | 110.7722 | 170.1219 | 170.1219 | 204.96 | 170.1219 | 210.4622 | 170.1219 | 174.341 | 170.1219 | 230.2831 | 202.6655
|  | 6276 | 9 | 444 | 12 | 262 | 19 | 3 | 38 | 15.92 | 1.7 | 72 | 100418 | 7.232 | 41.6109 | 17.8065 | 0.2 | 157.2972 | 157.2972 | 234.1227 | 157.2972 | 396.4869 | 157.2972 | 157.2972 | 157.2972 | 202.6219 | 202.6219 | 414.725 | 202.6219 | 529.5339 | 202.6219 | 306.0774 | 202.6219 | 442.591 | 219.4574
|  | 6277 | 9 | 445 | 13 | 262 | 19 | 3 | 38 | 17.53 | 1.53 | 70 | 100359 | 7.52 | 42.9438 | -2.4283 | 0.2 | 163.6614 | 163.6614 | 163.6614 | 163.6614 | 409.7762 | 163.6614 | 174.0985 | 163.6614 | 211.1488 | 211.1488 | 365.8802 | 211.1488 | 547.2899 | 211.1488 | 380.6406 | 211.1488 | 458.0522 | 228.7918
|  | 6278 | 9 | 446 | 14 | 262 | 19 | 3 | 38 | 17.76 | 1.32 | 62 | 100343 | 7.833 | 40.8021 | -22.4081 | 0.2 | 146.7212 | 146.7212 | 146.7212 | 146.7212 | 263.6223 | 146.7212 | 194.9237 | 146.7212 | 207.9691 | 207.9691 | 251.0698 | 207.9691 | 367.8156 | 207.9691 | 319.2384 | 207.9691 | 346.2865 | 237.1305
|  | 6279 | 9 | 447 | 15 | 262 | 19 | 3 | 38 | 17.99 | 1.11 | 54 | 100326 | 8.156 | 35.6246 | -40.364 | 0.2 | 141.5896 | 141.5896 | 141.5896 | 141.5896 | 302.7901 | 141.5896 | 278.6073 | 141.5896 | 189.042 | 189.042 | 199.3549 | 189.042 | 410.2271 | 189.042 | 393.1273 | 189.042 | 359.2061 | 207.6037
|  | 6280 | 9 | 448 | 16 | 262 | 19 | 3 | 38 | 18.22 | 0.9 | 47 | 100310 | 8.485 | 28.2413 | -55.7781 | 0.2 | 98.0339 | 98.0339 | 98.0339 | 98.0339 | 144.5927 | 98.0339 | 166.4867 | 98.0339 | 143.5768 | 143.5768 | 143.5768 | 143.5768 | 207.9413 | 143.5768 | 223.4227 | 143.5768 | 210.4101 | 165.9438
|  | 6281 | 9 | 449 | 17 | 262 | 19 | 3 | 38 | 16.85 | 1.3 | 53 | 100320 | 8.61 | 19.4533 | -69.0871 | 0.2 | 58.3275 | 58.3275 | 58.3275 | 58.3275 | 67.1912 | 58.3275 | 81.5237 | 58.3275 | 90.9153 | 90.9153 | 90.9153 | 90.9153 | 103.3848 | 90.9153 | 113.5194 | 90.9153 | 117.8792 | 109.1085
|  | 6282 | 9 | 450 | 18 | 262 | 19 | 3 | 38 | 15.48 | 1.71 | 59 | 100330 | 8.648 | 9.8798 | -81.0344 | 0.2 | 17.1299 | 17.1299 | 17.1299 | 17.1299 | 17.1299 | 17.1299 | 17.1299 | 17.1299 | 27.2458 | 27.2458 | 27.2458 | 27.2458 | 27.2458 | 27.2458 | 27.2458 | 27.2458 | 33 | 33
|  | 6283 | 9 | 451 | 19 | 262 | 19 | 3 | 38 | 14.12 | 2.11 | 64 | 100339 | 8.616 | 0 | -92.361 | 0.2 | 4.1626 | 4.0839 | 4.0839 | 4.0839 | 4.0839 | 4.0839 | 5.9923 | 4.0839 | 6.5286 | 6.4732 | 6.4732 | 6.4732 | 6.4732 | 6.4732 | 7.8223 | 6.4732 | 7.8335 | 7.8335
|  | 6284 | 9 | 452 | 20 | 262 | 19 | 3 | 38 | 13.15 | 2 | 75 | 100359 | 8.178 | 0 | -103.7579 | 0.2 | 0 | 0 | 0 | 0 | 0 | 0 | 0 | 0 | 0 | 0 | 0 | 0 | 0 | 0 | 0 | 0 | 0 | 0
|  | 6285 | 9 | 453 | 21 | 262 | 19 | 3 | 38 | 12.18 | 1.88 | 86 | 100379 | 7.757 | 0 | -115.9053 | 0.2 | 0 | 0 | 0 | 0 | 0 | 0 | 0 | 0 | 0 | 0 | 0 | 0 | 0 | 0 | 0 | 0 | 0 | 0
|  | 6286 | 9 | 454 | 22 | 262 | 19 | 3 | 38 | 11.21 | 1.77 | 96 | 100398 | 7.354 | 0 | -129.4949 | 0.2 | 0 | 0 | 0 | 0 | 0 | 0 | 0 | 0 | 0 | 0 | 0 | 0 | 0 | 0 | 0 | 0 | 0 | 0
|  | 6287 | 9 | 455 | 23 | 262 | 19 | 3 | 38 | 10.69 | 1.67 | 97 | 100392 | 7.163 | 0 | -145.134 | 0.2 | 0 | 0 | 0 | 0 | 0 | 0 | 0 | 0 | 0 | 0 | 0 | 0 | 0 | 0 | 0 | 0 | 0 | 0
|  | 6288 | 9 | 456 | 24 | 262 | 19 | 3 | 38 | 10.16 | 1.58 | 98 | 100385 | 6.97 | 0 | -162.9973 | 0.2 | 0 | 0 | 0 | 0 | 0 | 0 | 0 | 0 | 0 | 0 | 0 | 0 | 0 | 0 | 0 | 0 | 0 | 0
|  | 6289 | 9 | 457 | 1 | 263 | 20 | 4 | 38 | 9.64 | 1.49 | 99 | 100379 | 6.786 | 0 | 177.5537 | 0.2 | 0 | 0 | 0 | 0 | 0 | 0 | 0 | 0 | 0 | 0 | 0 | 0 | 0 | 0 | 0 | 0 | 0 | 0
|  | 6290 | 9 | 458 | 2 | 263 | 20 | 4 | 38 | 9.04 | 1.46 | 95 | 100389 | 6.589 | 0 | 158.3528 | 0.2 | 0 | 0 | 0 | 0 | 0 | 0 | 0 | 0 | 0 | 0 | 0 | 0 | 0 | 0 | 0 | 0 | 0 | 0
|  | 6291 | 9 | 459 | 3 | 263 | 20 | 4 | 38 | 8.44 | 1.43 | 92 | 100398 | 6.397 | 0 | 140.9295 | 0.2 | 0 | 0 | 0 | 0 | 0 | 0 | 0 | 0 | 0 | 0 | 0 | 0 | 0 | 0 | 0 | 0 | 0 | 0
|  | 6292 | 9 | 460 | 4 | 263 | 20 | 4 | 38 | 7.84 | 1.39 | 89 | 100408 | 6.207 | 0 | 125.7913 | 0.2 | 0 | 0 | 0 | 0 | 0 | 0 | 0 | 0 | 0 | 0 | 0 | 0 | 0 | 0 | 0 | 0 | 0 | 0
|  | 6293 | 9 | 461 | 5 | 263 | 20 | 4 | 38 | 8.18 | 1.24 | 86 | 100438 | 6.266 | 0 | 112.5979 | 0.2 | 0 | 0 | 0 | 0 | 0 | 0 | 0 | 0 | 0 | 0 | 0 | 0 | 0 | 0 | 0 | 0 | 0 | 0
|  | 6294 | 9 | 462 | 6 | 263 | 20 | 4 | 38 | 8.51 | 1.09 | 84 | 100467 | 6.319 | 0 | 100.6897 | 0.2 | 0 | 0 | 0 | 0 | 0 | 0 | 0 | 0 | 0 | 0 | 0 | 0 | 0 | 0 | 0 | 0 | 0 | 0
|  | 6295 | 9 | 463 | 7 | 263 | 20 | 4 | 38 | 8.85 | 0.94 | 81 | 100497 | 6.376 | 2.1089 | 89.3695 | 0.2 | 0 | 0 | 0 | 0 | 0 | 0 | 0 | 0 | 0 | 0 | 0 | 0 | 0 | 0 | 0 | 0 | 0 | 0
|  | 6296 | 9 | 464 | 8 | 263 | 20 | 4 | 38 | 10.75 | 1.11 | 71 | 100529 | 6.807 | 11.9553 | 77.9571 | 0.2 | 45.598 | 45.598 | 368.8526 | 45.598 | 114.5611 | 45.598 | 45.598 | 45.598 | 50.2286 | 49.5047 | 327.5685 | 49.5047 | 147.7572 | 49.5047 | 49.5047 | 49.5047 | 113.951 | 43.9641
|  | 6297 | 9 | 465 | 9 | 263 | 20 | 4 | 38 | 12.64 | 1.29 | 60 | 100562 | 7.218 | 21.372 | 65.7541 | 0.2 | 88.0494 | 88.0494 | 520.6141 | 88.0494 | 282.8684 | 88.0494 | 88.0494 | 88.0494 | 93.6378 | 93.6378 | 530.7832 | 93.6378 | 362.6716 | 93.6378 | 93.6378 | 93.6378 | 270.8447 | 85.1925
|  | 6298 | 9 | 466 | 10 | 263 | 20 | 4 | 38 | 14.54 | 1.46 | 50 | 100595 | 7.609 | 29.8609 | 52.016 | 0.2 | 116.2649 | 116.2649 | 529.649 | 116.2649 | 439.0503 | 116.2649 | 116.2649 | 116.2649 | 117.342 | 117.342 | 622.5674 | 117.342 | 558.5045 | 117.342 | 117.342 | 117.342 | 404.9176 | 103.8051
|  | 6299 | 9 | 467 | 11 | 263 | 20 | 4 | 38 | 15.64 | 1.74 | 41 | 100598 | 7.699 | 36.7611 | 36.0451 | 0.2 | 122.7297 | 122.7297 | 510.8308 | 122.7297 | 656.021 | 122.7297 | 122.7297 | 122.7297 | 101.9633 | 101.9633 | 724.7963 | 101.9633 | 827.4613 | 101.9633 | 175.9386 | 101.9633 | 570.3258 | 77.6079
|  | 6300 | 9 | 468 | 12 | 263 | 20 | 4 | 38 | 16.74 | 2.02 | 32 | 100602 | 7.754 | 41.2478 | 17.5846 | 0.2 | 119.4596 | 119.4596 | 332.3863 | 119.4596 | 791.3167 | 119.4596 | 119.4596 | 119.4596 | 82.6242 | 82.6242 | 670.2042 | 82.6242 | 994.717 | 82.6242 | 369.0804 | 82.6242 | 669.8349 | 51.7981
|  | 6301 | 9 | 469 | 13 | 263 | 20 | 4 | 38 | 17.85 | 2.3 | 23 | 100605 | 7.779 | 42.5521 | -2.5356 | 0.2 | 123.1937 | 123.1937 | 123.1937 | 123.1937 | 817.1594 | 123.1937 | 153.9248 | 123.1937 | 89.3537 | 89.3537 | 518.5381 | 89.3537 | 1030.9762 | 89.3537 | 561.9985 | 89.3537 | 700.1796 | 62.4901
|  | 6302 | 9 | 470 | 14 | 263 | 20 | 4 | 38 | 17.97 | 2.55 | 24 | 100608 | 7.741 | 40.4028 | -22.3935 | 0.2 | 120.8079 | 120.8079 | 120.8079 | 120.8079 | 781.3158 | 120.8079 | 392.9619 | 120.8079 | 89.169 | 89.169 | 326.6802 | 89.169 | 986.1717 | 89.169 | 711.564 | 89.169 | 671.1339 | 63.0885
|  | 6303 | 9 | 471 | 15 | 263 | 20 | 4 | 38 | 18.09 | 2.8 | 24 | 100611 | 7.703 | 35.2343 | -40.2593 | 0.2 | 113.8504 | 113.8504 | 113.8504 | 113.8504 | 683.0477 | 113.8504 | 595.87 | 113.8504 | 88.3932 | 88.3932 | 120.0759 | 88.3932 | 863.3985 | 88.3932 | 801.7546 | 88.3932 | 591.6142 | 64.7884
|  | 6304 | 9 | 472 | 16 | 263 | 20 | 4 | 38 | 18.21 | 3.05 | 25 | 100615 | 7.662 | 27.8662 | -55.6224 | 0.2 | 108.2157 | 108.2157 | 108.2157 | 108.2157 | 513.3583 | 108.2157 | 700.4077 | 108.2157 | 96.8223 | 96.8223 | 96.8223 | 96.8223 | 651.5525 | 96.8223 | 783.8164 | 96.8223 | 457.9027 | 78.5384
|  | 6305 | 9 | 473 | 17 | 263 | 20 | 4 | 38 | 17.2 | 2.99 | 29 | 100651 | 7.391 | 19.0917 | -68.9073 | 0.2 | 82.3175 | 82.3175 | 82.3175 | 82.3175 | 328.352 | 82.3175 | 720.1744 | 82.3175 | 81.4423 | 81.4423 | 81.4423 | 81.4423 | 422.7363 | 81.4423 | 699.7965 | 81.4423 | 308.6691 | 72.0411
|  | 6306 | 9 | 474 | 18 | 263 | 20 | 4 | 38 | 16.18 | 2.93 | 34 | 100687 | 7.115 | 9.5264 | -80.8455 | 0.2 | 47.9784 | 47.9784 | 47.9784 | 47.9784 | 143.3458 | 47.9784 | 639.7693 | 47.9784 | 56.2349 | 52.5398 | 52.5398 | 52.5398 | 191.1047 | 52.5398 | 542.1292 | 52.5398 | 150.2696 | 49.6766
|  | 6307 | 9 | 475 | 19 | 263 | 20 | 4 | 38 | 15.17 | 2.87 | 38 | 100723 | 6.846 | 0 | -92.1712 | 0.2 | 11.9912 | 7.7924 | 7.7924 | 7.7924 | 7.7924 | 7.7924 | 118.5428 | 7.7924 | 14.161 | 11.6872 | 11.6872 | 11.6872 | 11.6872 | 11.6872 | 89.5044 | 11.6872 | 13.6797 | 13.6797
|  | 6308 | 9 | 476 | 20 | 263 | 20 | 4 | 38 | 14.46 | 2.86 | 43 | 100782 | 6.541 | 0 | -103.5738 | 0.2 | 0 | 0 | 0 | 0 | 0 | 0 | 0 | 0 | 0 | 0 | 0 | 0 | 0 | 0 | 0 | 0 | 0 | 0
|  | 6309 | 9 | 477 | 21 | 263 | 20 | 4 | 38 | 13.74 | 2.86 | 49 | 100841 | 6.245 | 0 | -115.7363 | 0.2 | 0 | 0 | 0 | 0 | 0 | 0 | 0 | 0 | 0 | 0 | 0 | 0 | 0 | 0 | 0 | 0 | 0 | 0
|  | 6310 | 9 | 478 | 22 | 263 | 20 | 4 | 38 | 13.03 | 2.86 | 54 | 100900 | 5.964 | 0 | -129.3576 | 0.2 | 0 | 0 | 0 | 0 | 0 | 0 | 0 | 0 | 0 | 0 | 0 | 0 | 0 | 0 | 0 | 0 | 0 | 0
|  | 6311 | 9 | 479 | 23 | 263 | 20 | 4 | 38 | 12.51 | 2.8 | 54 | 100929 | 5.878 | 0 | -145.0563 | 0.2 | 0 | 0 | 0 | 0 | 0 | 0 | 0 | 0 | 0 | 0 | 0 | 0 | 0 | 0 | 0 | 0 | 0 | 0
|  | 6312 | 9 | 480 | 24 | 263 | 20 | 4 | 38 | 11.98 | 2.75 | 55 | 100959 | 5.788 | 0 | -163.014 | 0.2 | 0 | 0 | 0 | 0 | 0 | 0 | 0 | 0 | 0 | 0 | 0 | 0 | 0 | 0 | 0 | 0 | 0 | 0
|  | 6313 | 9 | 481 | 1 | 264 | 21 | 5 | 38 | 11.46 | 2.7 | 55 | 100988 | 5.698 | 0 | 177.4208 | 0.2 | 0 | 0 | 0 | 0 | 0 | 0 | 0 | 0 | 0 | 0 | 0 | 0 | 0 | 0 | 0 | 0 | 0 | 0
|  | 6314 | 9 | 482 | 2 | 264 | 21 | 5 | 38 | 10.58 | 2.78 | 56 | 101005 | 5.656 | 0 | 158.1198 | 0.2 | 0 | 0 | 0 | 0 | 0 | 0 | 0 | 0 | 0 | 0 | 0 | 0 | 0 | 0 | 0 | 0 | 0 | 0
|  | 6315 | 9 | 483 | 3 | 264 | 21 | 5 | 38 | 9.71 | 2.86 | 57 | 101021 | 5.601 | 0 | 140.6368 | 0.2 | 0 | 0 | 0 | 0 | 0 | 0 | 0 | 0 | 0 | 0 | 0 | 0 | 0 | 0 | 0 | 0 | 0 | 0
|  | 6316 | 9 | 484 | 4 | 264 | 21 | 5 | 38 | 8.83 | 2.94 | 58 | 101037 | 5.528 | 0 | 125.4736 | 0.2 | 0 | 0 | 0 | 0 | 0 | 0 | 0 | 0 | 0 | 0 | 0 | 0 | 0 | 0 | 0 | 0 | 0 | 0
|  | 6317 | 9 | 485 | 5 | 264 | 21 | 5 | 38 | 8.58 | 3.09 | 58 | 101073 | 5.522 | 0 | 112.2736 | 0.2 | 0 | 0 | 0 | 0 | 0 | 0 | 0 | 0 | 0 | 0 | 0 | 0 | 0 | 0 | 0 | 0 | 0 | 0
|  | 6318 | 9 | 486 | 6 | 264 | 21 | 5 | 38 | 8.32 | 3.24 | 59 | 101109 | 5.51 | 0 | 100.3648 | 0.2 | 0 | 0 | 0 | 0 | 0 | 0 | 0 | 0 | 0 | 0 | 0 | 0 | 0 | 0 | 0 | 0 | 0 | 0
|  | 6319 | 9 | 487 | 7 | 264 | 21 | 5 | 38 | 8.06 | 3.39 | 60 | 101145 | 5.497 | 1.8761 | 89.0441 | 0.2 | 0 | 0 | 0 | 0 | 0 | 0 | 0 | 0 | 0 | 0 | 0 | 0 | 0 | 0 | 0 | 0 | 0 | 0
|  | 6320 | 9 | 488 | 8 | 264 | 21 | 5 | 38 | 9.79 | 3.74 | 61 | 101168 | 5.725 | 11.7162 | 77.6295 | 0.2 | 42.1124 | 42.1124 | 507.3336 | 42.1124 | 144.1468 | 42.1124 | 42.1124 | 42.1124 | 40.8315 | 40.8315 | 439.6357 | 40.8315 | 182.8239 | 40.8315 | 40.8315 | 40.8315 | 131.7988 | 33.0255
|  | 6321 | 9 | 489 | 9 | 264 | 21 | 5 | 38 | 11.52 | 4.09 | 62 | 101191 | 5.914 | 21.1151 | 65.4252 | 0.2 | 78.8443 | 78.8443 | 632.5808 | 78.8443 | 332.0701 | 78.8443 | 78.8443 | 78.8443 | 74.1811 | 74.1811 | 631.9977 | 74.1811 | 419.5046 | 74.1811 | 74.1811 | 74.1811 | 296.5629 | 61.4276
|  | 6322 | 9 | 490 | 10 | 264 | 21 | 5 | 38 | 13.26 | 4.44 | 63 | 101214 | 6.06 | 29.5749 | 51.6941 | 0.2 | 104.7548 | 104.7548 | 625.5909 | 104.7548 | 516.1736 | 104.7548 | 104.7548 | 104.7548 | 91.3088 | 91.3088 | 725.9387 | 91.3088 | 648.569 | 91.3088 | 91.3088 | 91.3088 | 448.2744 | 71.6083
|  | 6323 | 9 | 491 | 11 | 264 | 21 | 5 | 38 | 14.09 | 4.79 | 61 | 101185 | 5.887 | 36.4368 | 35.7536 | 0.2 | 119.042 | 119.042 | 517.0953 | 119.042 | 671.8995 | 119.042 | 119.042 | 119.042 | 95.4606 | 95.4606 | 732.5552 | 95.4606 | 842.0184 | 95.4606 | 169.623 | 95.4606 | 572.9715 | 70.0368
|  | 6324 | 9 | 492 | 12 | 264 | 21 | 5 | 38 | 14.93 | 5.14 | 58 | 101155 | 5.677 | 40.8837 | 17.365 | 0.2 | 129.8762 | 129.8762 | 327.1601 | 129.8762 | 760.7594 | 129.8762 | 129.8762 | 129.8762 | 102.2587 | 102.2587 | 646.4058 | 102.2587 | 953.0068 | 102.2587 | 367.4041 | 102.2587 | 646.673 | 74.4168
|  | 6325 | 9 | 493 | 13 | 264 | 21 | 5 | 38 | 15.77 | 5.49 | 56 | 101126 | 5.424 | 42.1599 | -2.6415 | 0.2 | 126.3887 | 126.3887 | 126.3887 | 126.3887 | 812.9776 | 126.3887 | 158.0643 | 126.3887 | 91.4444 | 91.4444 | 509.1124 | 91.4444 | 1017.002 | 91.4444 | 553.9084 | 91.4444 | 683.084 | 60.7367
|  | 6326 | 9 | 494 | 14 | 264 | 21 | 5 | 38 | 15.64 | 5.79 | 56 | 101100 | 5.423 | 40.003 | -22.3788 | 0.2 | 131.0881 | 131.0881 | 131.0881 | 131.0881 | 756.7844 | 131.0881 | 388.7113 | 131.0881 | 104.7119 | 104.7119 | 324.0712 | 104.7119 | 948.6724 | 104.7119 | 688.4054 | 104.7119 | 645.3432 | 77.4992
|  | 6327 | 9 | 495 | 15 | 264 | 21 | 5 | 38 | 15.52 | 6.1 | 56 | 101073 | 5.426 | 34.8435 | -40.1553 | 0.2 | 123.171 | 123.171 | 123.171 | 123.171 | 658.6255 | 123.171 | 574.9494 | 123.171 | 103.7038 | 103.7038 | 129.1093 | 103.7038 | 827.1883 | 103.7038 | 768.0204 | 103.7038 | 567.9774 | 80.2703
|  | 6328 | 9 | 496 | 16 | 264 | 21 | 5 | 38 | 15.4 | 6.4 | 56 | 101047 | 5.428 | 27.4905 | -55.4674 | 0.2 | 104.2919 | 104.2919 | 104.2919 | 104.2919 | 513.9635 | 104.2919 | 699.6417 | 104.2919 | 93.6721 | 93.6721 | 93.6721 | 93.6721 | 649.2638 | 93.6721 | 780.5581 | 93.6721 | 453.4739 | 77.4201
|  | 6329 | 9 | 497 | 17 | 264 | 21 | 5 | 38 | 14.16 | 5.89 | 57 | 101037 | 5.241 | 18.7295 | -68.728 | 0.2 | 81.7515 | 81.7515 | 81.7515 | 81.7515 | 325.2035 | 81.7515 | 707.0767 | 81.7515 | 82.2782 | 82.2782 | 82.2782 | 82.2782 | 415.3064 | 82.2782 | 685.3316 | 82.2782 | 301.435 | 73.914
|  | 6330 | 9 | 498 | 18 | 264 | 21 | 5 | 38 | 12.92 | 5.39 | 57 | 101028 | 5.047 | 9.1725 | -80.6566 | 0.2 | 47.2558 | 47.2558 | 47.2558 | 47.2558 | 131.6254 | 47.2558 | 560.0322 | 47.2558 | 56.0708 | 56.0708 | 56.0708 | 56.0708 | 175.0641 | 56.0708 | 477.9935 | 56.0708 | 140.8964 | 56.984
|  | 6331 | 9 | 499 | 19 | 264 | 21 | 5 | 38 | 11.68 | 4.88 | 57 | 101018 | 4.847 | 0 | -91.9809 | 0.2 | 8.2314 | 6.7875 | 6.7875 | 6.7875 | 6.7875 | 6.7875 | 48.5337 | 6.7875 | 9.2715 | 8.6185 | 8.6185 | 8.6185 | 8.6185 | 8.6185 | 37.7696 | 8.6185 | 8.4665 | 8.4665
|  | 6332 | 9 | 500 | 20 | 264 | 21 | 5 | 38 | 11.03 | 4.8 | 60 | 101028 | 4.719 | 0 | -103.3889 | 0.2 | 0 | 0 | 0 | 0 | 0 | 0 | 0 | 0 | 0 | 0 | 0 | 0 | 0 | 0 | 0 | 0 | 0 | 0
|  | 6333 | 9 | 501 | 21 | 264 | 21 | 5 | 38 | 10.37 | 4.71 | 62 | 101037 | 4.589 | 0 | -115.566 | 0.2 | 0 | 0 | 0 | 0 | 0 | 0 | 0 | 0 | 0 | 0 | 0 | 0 | 0 | 0 | 0 | 0 | 0 | 0
|  | 6334 | 9 | 502 | 22 | 264 | 21 | 5 | 38 | 9.72 | 4.62 | 64 | 101047 | 4.463 | 0 | -129.219 | 0.2 | 0 | 0 | 0 | 0 | 0 | 0 | 0 | 0 | 0 | 0 | 0 | 0 | 0 | 0 | 0 | 0 | 0 | 0
|  | 6335 | 9 | 503 | 23 | 264 | 21 | 5 | 38 | 9.44 | 4.41 | 65 | 101018 | 4.421 | 0 | -144.9776 | 0.2 | 0 | 0 | 0 | 0 | 0 | 0 | 0 | 0 | 0 | 0 | 0 | 0 | 0 | 0 | 0 | 0 | 0 | 0
|  | 6336 | 9 | 504 | 24 | 264 | 21 | 5 | 38 | 9.15 | 4.2 | 65 | 100988 | 4.377 | 0 | -163.0307 | 0.2 | 0 | 0 | 0 | 0 | 0 | 0 | 0 | 0 | 0 | 0 | 0 | 0 | 0 | 0 | 0 | 0 | 0 | 0
|  | 6337 | 9 | 505 | 1 | 265 | 22 | 6 | 38 | 8.87 | 3.99 | 65 | 100959 | 4.334 | 0 | 177.2866 | 0.2 | 0 | 0 | 0 | 0 | 0 | 0 | 0 | 0 | 0 | 0 | 0 | 0 | 0 | 0 | 0 | 0 | 0 | 0
|  | 6338 | 9 | 506 | 2 | 265 | 22 | 6 | 38 | 8.28 | 3.94 | 64 | 100923 | 4.454 | 0 | 157.8846 | 0.2 | 0 | 0 | 0 | 0 | 0 | 0 | 0 | 0 | 0 | 0 | 0 | 0 | 0 | 0 | 0 | 0 | 0 | 0
|  | 6339 | 9 | 507 | 3 | 265 | 22 | 6 | 38 | 7.68 | 3.89 | 63 | 100887 | 4.554 | 0 | 140.342 | 0.2 | 0 | 0 | 0 | 0 | 0 | 0 | 0 | 0 | 0 | 0 | 0 | 0 | 0 | 0 | 0 | 0 | 0 | 0
|  | 6340 | 9 | 508 | 4 | 265 | 22 | 6 | 38 | 7.09 | 3.85 | 62 | 100851 | 4.641 | 0 | 125.1544 | 0.2 | 0 | 0 | 0 | 0 | 0 | 0 | 0 | 0 | 0 | 0 | 0 | 0 | 0 | 0 | 0 | 0 | 0 | 0
|  | 6341 | 9 | 509 | 5 | 265 | 22 | 6 | 38 | 7.08 | 3.91 | 63 | 100837 | 4.708 | 0 | 111.9483 | 0.2 | 0 | 0 | 0 | 0 | 0 | 0 | 0 | 0 | 0 | 0 | 0 | 0 | 0 | 0 | 0 | 0 | 0 | 0
|  | 6342 | 9 | 510 | 6 | 265 | 22 | 6 | 38 | 7.06 | 3.98 | 64 | 100824 | 4.771 | 0 | 100.0394 | 0.2 | 0 | 0 | 0 | 0 | 0 | 0 | 0 | 0 | 0 | 0 | 0 | 0 | 0 | 0 | 0 | 0 | 0 | 0
|  | 6343 | 9 | 511 | 7 | 265 | 22 | 6 | 38 | 7.05 | 4.04 | 65 | 100811 | 4.838 | 1.6429 | 88.7186 | 0.2 | 0 | 0 | 0 | 0 | 0 | 0 | 0 | 0 | 0 | 0 | 0 | 0 | 0 | 0 | 0 | 0 | 0 | 0
|  | 6344 | 9 | 512 | 8 | 265 | 22 | 6 | 38 | 8.61 | 4.38 | 67 | 100785 | 5.138 | 11.4763 | 77.3024 | 0.2 | 22.1963 | 22.1963 | 33.8596 | 22.1963 | 24.8242 | 22.1963 | 22.1963 | 22.1963 | 33.9018 | 33.9018 | 43.8654 | 33.9018 | 37.4764 | 33.9018 | 33.9018 | 33.9018 | 42.349 | 39.9217
|  | 6345 | 9 | 513 | 9 | 265 | 22 | 6 | 38 | 10.17 | 4.72 | 69 | 100759 | 5.437 | 20.8571 | 65.0973 | 0.2 | 35.6006 | 35.6006 | 35.6006 | 35.6006 | 35.6006 | 35.6006 | 35.6006 | 35.6006 | 56.3568 | 56.3568 | 56.3568 | 56.3568 | 56.3568 | 56.3568 | 56.3568 | 56.3568 | 68 | 68
|  | 6346 | 9 | 514 | 10 | 265 | 22 | 6 | 38 | 11.73 | 5.06 | 71 | 100733 | 5.731 | 29.2877 | 51.3739 | 0.2 | 78.4671 | 78.4671 | 95.3595 | 78.4671 | 91.9647 | 78.4671 | 78.4671 | 78.4671 | 121.9527 | 121.9527 | 142.4732 | 121.9527 | 140.0727 | 121.9527 | 121.9527 | 121.9527 | 158.1671 | 146.0392
|  | 6347 | 9 | 515 | 11 | 265 | 22 | 6 | 38 | 12.85 | 5.22 | 69 | 100667 | 5.75 | 36.1113 | 35.4645 | 0.2 | 137.0582 | 137.0582 | 405.7018 | 137.0582 | 514.1768 | 137.0582 | 137.0582 | 137.0582 | 145.3383 | 145.3383 | 574.145 | 145.3383 | 650.8484 | 145.3383 | 194.2255 | 145.3383 | 473.8857 | 136.105
|  | 6348 | 9 | 516 | 12 | 265 | 22 | 6 | 38 | 13.97 | 5.37 | 66 | 100602 | 5.732 | 40.5188 | 17.148 | 0.2 | 148.493 | 148.493 | 204.8486 | 148.493 | 331.1354 | 148.493 | 148.493 | 148.493 | 196.8568 | 196.8568 | 352.2168 | 196.8568 | 441.515 | 196.8568 | 272.5179 | 196.8568 | 378.4185 | 215.0619
|  | 6349 | 9 | 517 | 13 | 265 | 22 | 6 | 38 | 15.09 | 5.53 | 64 | 100536 | 5.676 | 41.7672 | -2.7457 | 0.2 | 133.1264 | 133.1264 | 133.1264 | 133.1264 | 783.0913 | 133.1264 | 164.2981 | 133.1264 | 103.938 | 103.938 | 492.8194 | 103.938 | 974.4557 | 103.938 | 536.9029 | 103.938 | 655.002 | 73.869
|  | 6350 | 9 | 518 | 14 | 265 | 22 | 6 | 38 | 15.33 | 5.62 | 61 | 100497 | 5.769 | 39.6029 | -22.364 | 0.2 | 143.7168 | 143.7168 | 143.7168 | 143.7168 | 694.4789 | 143.7168 | 370.3199 | 143.7168 | 131.0543 | 131.0543 | 319.2398 | 131.0543 | 868.92 | 131.0543 | 639.705 | 131.0543 | 601.4236 | 108.686
|  | 6351 | 9 | 519 | 15 | 265 | 22 | 6 | 38 | 15.57 | 5.71 | 58 | 100457 | 5.862 | 34.4524 | -40.0519 | 0.2 | 141.1839 | 141.1839 | 141.1839 | 141.1839 | 525.5885 | 141.1839 | 464.3311 | 141.1839 | 151.922 | 151.922 | 167.041 | 151.922 | 667.3557 | 151.922 | 624.0401 | 151.922 | 489.2383 | 144.7097
|  | 6352 | 9 | 520 | 16 | 265 | 22 | 6 | 38 | 15.81 | 5.81 | 55 | 100418 | 5.957 | 27.1144 | -55.313 | 0.2 | 122.5495 | 122.5495 | 122.5495 | 122.5495 | 316.6443 | 122.5495 | 402.9943 | 122.5495 | 153.247 | 153.247 | 153.247 | 153.247 | 413.9803 | 153.247 | 475.039 | 153.247 | 335.6247 | 160.9869
|  | 6353 | 9 | 521 | 17 | 265 | 22 | 6 | 38 | 14.59 | 5.05 | 51 | 100405 | 6.084 | 18.3669 | -68.549 | 0.2 | 79.5093 | 79.5093 | 79.5093 | 79.5093 | 331.4288 | 79.5093 | 720.6525 | 79.5093 | 78.2592 | 78.2592 | 78.2592 | 78.2592 | 418.1165 | 78.2592 | 693.3393 | 78.2592 | 297.4262 | 68.7149
|  | 6354 | 9 | 522 | 18 | 265 | 22 | 6 | 38 | 13.36 | 4.29 | 48 | 100392 | 6.148 | 8.8183 | -80.4676 | 0.2 | 45.6432 | 45.6432 | 45.6432 | 45.6432 | 126.9142 | 45.6432 | 529.6195 | 45.6432 | 55.4335 | 55.4335 | 55.4335 | 55.4335 | 166.7351 | 55.4335 | 451.4907 | 55.4335 | 133.5114 | 57.3781
|  | 6355 | 9 | 523 | 19 | 265 | 22 | 6 | 38 | 12.14 | 3.53 | 45 | 100379 | 6.166 | 0 | -91.7903 | 0.2 | 5.1735 | 4.9868 | 4.9868 | 4.9868 | 4.9868 | 4.9868 | 10.9597 | 4.9868 | 7.9049 | 7.8515 | 7.8515 | 7.8515 | 7.8515 | 7.8515 | 11.9964 | 7.8515 | 9.4791 | 9.4791
|  | 6356 | 9 | 524 | 20 | 265 | 22 | 6 | 38 | 11.39 | 3.22 | 46 | 100389 | 6.272 | 0 | -103.2031 | 0.2 | 0 | 0 | 0 | 0 | 0 | 0 | 0 | 0 | 0 | 0 | 0 | 0 | 0 | 0 | 0 | 0 | 0 | 0
|  | 6357 | 9 | 525 | 21 | 265 | 22 | 6 | 38 | 10.63 | 2.91 | 47 | 100398 | 6.347 | 0 | -115.3946 | 0.2 | 0 | 0 | 0 | 0 | 0 | 0 | 0 | 0 | 0 | 0 | 0 | 0 | 0 | 0 | 0 | 0 | 0 | 0
|  | 6358 | 9 | 526 | 22 | 265 | 22 | 6 | 38 | 9.88 | 2.59 | 49 | 100408 | 6.401 | 0 | -129.079 | 0.2 | 0 | 0 | 0 | 0 | 0 | 0 | 0 | 0 | 0 | 0 | 0 | 0 | 0 | 0 | 0 | 0 | 0 | 0
|  | 6359 | 9 | 527 | 23 | 265 | 22 | 6 | 38 | 9.41 | 2.38 | 49 | 100398 | 6.444 | 0 | -144.8977 | 0.2 | 0 | 0 | 0 | 0 | 0 | 0 | 0 | 0 | 0 | 0 | 0 | 0 | 0 | 0 | 0 | 0 | 0 | 0
|  | 6360 | 9 | 528 | 24 | 265 | 22 | 6 | 38 | 8.93 | 2.16 | 49 | 100389 | 6.472 | 0 | -163.0472 | 0.2 | 0 | 0 | 0 | 0 | 0 | 0 | 0 | 0 | 0 | 0 | 0 | 0 | 0 | 0 | 0 | 0 | 0 | 0
|  | 6361 | 9 | 529 | 1 | 266 | 23 | 7 | 38 | 8.46 | 1.94 | 49 | 100379 | 6.495 | 0 | 177.1511 | 0.2 | 0 | 0 | 0 | 0 | 0 | 0 | 0 | 0 | 0 | 0 | 0 | 0 | 0 | 0 | 0 | 0 | 0 | 0
|  | 6362 | 9 | 530 | 2 | 266 | 23 | 7 | 38 | 7.99 | 1.81 | 52 | 100343 | 6.407 | 0 | 157.6473 | 0.2 | 0 | 0 | 0 | 0 | 0 | 0 | 0 | 0 | 0 | 0 | 0 | 0 | 0 | 0 | 0 | 0 | 0 | 0
|  | 6363 | 9 | 531 | 3 | 266 | 23 | 7 | 38 | 7.51 | 1.67 | 54 | 100307 | 6.313 | 0 | 140.0451 | 0.2 | 0 | 0 | 0 | 0 | 0 | 0 | 0 | 0 | 0 | 0 | 0 | 0 | 0 | 0 | 0 | 0 | 0 | 0
|  | 6364 | 9 | 532 | 4 | 266 | 23 | 7 | 38 | 7.04 | 1.53 | 57 | 100271 | 6.221 | 0 | 124.8337 | 0.2 | 0 | 0 | 0 | 0 | 0 | 0 | 0 | 0 | 0 | 0 | 0 | 0 | 0 | 0 | 0 | 0 | 0 | 0
|  | 6365 | 9 | 533 | 5 | 266 | 23 | 7 | 38 | 7.19 | 1.45 | 59 | 100274 | 6.282 | 0 | 111.6221 | 0.2 | 0 | 0 | 0 | 0 | 0 | 0 | 0 | 0 | 0 | 0 | 0 | 0 | 0 | 0 | 0 | 0 | 0 | 0
|  | 6366 | 9 | 534 | 6 | 266 | 23 | 7 | 38 | 7.34 | 1.37 | 60 | 100277 | 6.342 | 0 | 99.7137 | 0.2 | 0 | 0 | 0 | 0 | 0 | 0 | 0 | 0 | 0 | 0 | 0 | 0 | 0 | 0 | 0 | 0 | 0 | 0
|  | 6367 | 9 | 535 | 7 | 266 | 23 | 7 | 38 | 7.49 | 1.28 | 62 | 100280 | 6.403 | 1.4091 | 88.3932 | 0.2 | 0 | 0 | 0 | 0 | 0 | 0 | 0 | 0 | 0 | 0 | 0 | 0 | 0 | 0 | 0 | 0 | 0 | 0
|  | 6368 | 9 | 536 | 8 | 266 | 23 | 7 | 38 | 9.03 | 1.78 | 56 | 100287 | 6.75 | 11.2355 | 76.9758 | 0.2 | 20.6762 | 20.6762 | 31.0884 | 20.6762 | 23.0847 | 20.6762 | 20.6762 | 20.6762 | 31.6084 | 31.6084 | 40.4722 | 31.6084 | 34.8127 | 31.6084 | 31.6084 | 31.6084 | 39.36 | 37.237
|  | 6369 | 9 | 537 | 9 | 266 | 23 | 7 | 38 | 10.56 | 2.29 | 50 | 100294 | 7.08 | 20.5981 | 64.7706 | 0.2 | 45.2487 | 45.2487 | 50.4868 | 45.2487 | 47.7169 | 45.2487 | 45.2487 | 45.2487 | 71.2625 | 71.2625 | 76.5052 | 71.2625 | 74.5466 | 71.2625 | 71.2625 | 71.2625 | 88 | 85.8237
|  | 6370 | 9 | 538 | 10 | 266 | 23 | 7 | 38 | 12.1 | 2.79 | 44 | 100300 | 7.399 | 28.9992 | 51.0557 | 0.2 | 77.5063 | 77.5063 | 94.1453 | 77.5063 | 90.9535 | 77.5063 | 77.5063 | 77.5063 | 120.491 | 120.491 | 140.6416 | 120.491 | 138.3846 | 120.491 | 120.491 | 120.491 | 156.167 | 144.3088
|  | 6371 | 9 | 539 | 11 | 266 | 23 | 7 | 38 | 12.93 | 2.91 | 38 | 100254 | 7.66 | 35.7848 | 35.178 | 0.2 | 50.4763 | 50.4763 | 50.7915 | 50.4763 | 50.9235 | 50.4763 | 50.4763 | 50.4763 | 79.5186 | 79.5186 | 80.0202 | 79.5186 | 80.1136 | 79.5186 | 79.5745 | 79.5186 | 96 | 95.6057
|  | 6372 | 9 | 540 | 12 | 266 | 23 | 7 | 38 | 13.76 | 3.03 | 32 | 100208 | 7.922 | 40.153 | 16.9336 | 0.2 | 48.612 | 48.612 | 48.612 | 48.612 | 48.612 | 48.612 | 48.612 | 48.612 | 76.5631 | 76.5631 | 76.5631 | 76.5631 | 76.5631 | 76.5631 | 76.5631 | 76.5631 | 92 | 92
|  | 6373 | 9 | 541 | 13 | 266 | 23 | 7 | 38 | 14.59 | 3.16 | 26 | 100162 | 8.189 | 41.374 | -2.8484 | 0.2 | 155.2042 | 155.2042 | 155.2042 | 155.2042 | 322.0101 | 155.2042 | 163.5035 | 155.2042 | 215.9516 | 215.9516 | 314.1031 | 215.9516 | 437.9212 | 215.9516 | 325.8401 | 215.9516 | 391.9914 | 244.8848
|  | 6374 | 9 | 542 | 14 | 266 | 23 | 7 | 38 | 14.47 | 3.31 | 25 | 100136 | 7.964 | 39.2025 | -22.3489 | 0.2 | 153.0542 | 153.0542 | 153.0542 | 153.0542 | 592.559 | 153.0542 | 333.7462 | 153.0542 | 162.5162 | 162.5162 | 308.82 | 162.5162 | 747.3654 | 162.5162 | 564.3571 | 162.5162 | 540.9955 | 153.3987
|  | 6375 | 9 | 543 | 15 | 266 | 23 | 7 | 38 | 14.36 | 3.47 | 25 | 100110 | 7.747 | 34.0609 | -39.9489 | 0.2 | 136.6491 | 136.6491 | 136.6491 | 136.6491 | 550.722 | 136.6491 | 483.4688 | 136.6491 | 142.332 | 142.332 | 155.2995 | 142.332 | 693.3319 | 142.332 | 645.7766 | 142.332 | 497.8116 | 132.6531
|  | 6376 | 9 | 544 | 16 | 266 | 23 | 7 | 38 | 14.25 | 3.63 | 24 | 100084 | 7.533 | 26.7381 | -55.1592 | 0.2 | 123.1059 | 123.1059 | 123.1059 | 123.1059 | 341.2587 | 123.1059 | 436.5105 | 123.1059 | 148.6284 | 148.6284 | 148.6284 | 148.6284 | 438.9125 | 148.6284 | 506.2657 | 148.6284 | 344.03 | 151.6591
|  | 6377 | 9 | 545 | 17 | 266 | 23 | 7 | 38 | 13.28 | 3.21 | 25 | 100094 | 7.379 | 18.0041 | -68.3703 | 0.2 | 68.3074 | 68.3074 | 68.3074 | 68.3074 | 102.7228 | 68.3074 | 155.0995 | 68.3074 | 100.5188 | 100.5188 | 100.5188 | 100.5188 | 146.3106 | 100.5188 | 183.3465 | 100.5188 | 146.9544 | 116.6105
|  | 6378 | 9 | 546 | 18 | 266 | 23 | 7 | 38 | 12.31 | 2.8 | 25 | 100103 | 7.211 | 8.464 | -80.2786 | 0.2 | 36.2256 | 36.2256 | 36.2256 | 36.2256 | 54.1246 | 36.2256 | 140.7043 | 36.2256 | 51.6435 | 51.6435 | 51.6435 | 51.6435 | 75.4538 | 51.6435 | 136.675 | 51.6435 | 73.957 | 58.1831
|  | 6379 | 9 | 547 | 19 | 266 | 23 | 7 | 38 | 11.35 | 2.39 | 25 | 100113 | 7.037 | 0 | -91.5991 | 0.2 | 0 | 0 | 0 | 0 | 0 | 0 | 0 | 0 | 0 | 0 | 0 | 0 | 0 | 0 | 0 | 0 | 0 | 0
|  | 6380 | 9 | 548 | 20 | 266 | 23 | 7 | 38 | 10.77 | 2.31 | 28 | 100140 | 6.977 | 0 | -103.0165 | 0.2 | 0 | 0 | 0 | 0 | 0 | 0 | 0 | 0 | 0 | 0 | 0 | 0 | 0 | 0 | 0 | 0 | 0 | 0
|  | 6381 | 9 | 549 | 21 | 266 | 23 | 7 | 38 | 10.2 | 2.24 | 30 | 100166 | 6.914 | 0 | -115.2219 | 0.2 | 0 | 0 | 0 | 0 | 0 | 0 | 0 | 0 | 0 | 0 | 0 | 0 | 0 | 0 | 0 | 0 | 0 | 0
|  | 6382 | 9 | 550 | 22 | 266 | 23 | 7 | 38 | 9.62 | 2.17 | 32 | 100192 | 6.842 | 0 | -128.9374 | 0.2 | 0 | 0 | 0 | 0 | 0 | 0 | 0 | 0 | 0 | 0 | 0 | 0 | 0 | 0 | 0 | 0 | 0 | 0
|  | 6383 | 9 | 551 | 23 | 266 | 23 | 7 | 38 | 9.48 | 2.22 | 33 | 100192 | 6.871 | 0 | -144.8166 | 0.2 | 0 | 0 | 0 | 0 | 0 | 0 | 0 | 0 | 0 | 0 | 0 | 0 | 0 | 0 | 0 | 0 | 0 | 0
|  | 6384 | 9 | 552 | 24 | 266 | 23 | 7 | 38 | 9.35 | 2.28 | 33 | 100192 | 6.903 | 0 | -163.0635 | 0.2 | 0 | 0 | 0 | 0 | 0 | 0 | 0 | 0 | 0 | 0 | 0 | 0 | 0 | 0 | 0 | 0 | 0 | 0
|  | 6385 | 9 | 553 | 1 | 267 | 24 | 1 | 39 | 9.21 | 2.33 | 34 | 100192 | 6.93 | 0 | 177.0146 | 0.2 | 0 | 0 | 0 | 0 | 0 | 0 | 0 | 0 | 0 | 0 | 0 | 0 | 0 | 0 | 0 | 0 | 0 | 0
|  | 6386 | 9 | 554 | 2 | 267 | 24 | 1 | 39 | 9.25 | 2.42 | 35 | 100166 | 7.028 | 0 | 157.4081 | 0.2 | 0 | 0 | 0 | 0 | 0 | 0 | 0 | 0 | 0 | 0 | 0 | 0 | 0 | 0 | 0 | 0 | 0 | 0
|  | 6387 | 9 | 555 | 3 | 267 | 24 | 1 | 39 | 9.28 | 2.51 | 36 | 100140 | 7.121 | 0 | 139.7464 | 0.2 | 0 | 0 | 0 | 0 | 0 | 0 | 0 | 0 | 0 | 0 | 0 | 0 | 0 | 0 | 0 | 0 | 0 | 0
|  | 6388 | 9 | 556 | 4 | 267 | 24 | 1 | 39 | 9.32 | 2.59 | 37 | 100113 | 7.221 | 0 | 124.5116 | 0.2 | 0 | 0 | 0 | 0 | 0 | 0 | 0 | 0 | 0 | 0 | 0 | 0 | 0 | 0 | 0 | 0 | 0 | 0
|  | 6389 | 9 | 557 | 5 | 267 | 24 | 1 | 39 | 9.42 | 2.57 | 36 | 100126 | 7.242 | 0 | 111.2952 | 0.2 | 0 | 0 | 0 | 0 | 0 | 0 | 0 | 0 | 0 | 0 | 0 | 0 | 0 | 0 | 0 | 0 | 0 | 0
|  | 6390 | 9 | 558 | 6 | 267 | 24 | 1 | 39 | 9.51 | 2.56 | 34 | 100140 | 7.259 | 0 | 99.3877 | 0.2 | 0 | 0 | 0 | 0 | 0 | 0 | 0 | 0 | 0 | 0 | 0 | 0 | 0 | 0 | 0 | 0 | 0 | 0
|  | 6391 | 9 | 559 | 7 | 267 | 24 | 1 | 39 | 9.61 | 2.54 | 32 | 100153 | 7.28 | 1.1749 | 88.068 | 0.2 | 0 | 0 | 0 | 0 | 0 | 0 | 0 | 0 | 0 | 0 | 0 | 0 | 0 | 0 | 0 | 0 | 0 | 0
|  | 6392 | 9 | 560 | 8 | 267 | 24 | 1 | 39 | 10.04 | 2.78 | 38 | 100166 | 7.195 | 10.994 | 76.65 | 0.2 | 17.6484 | 17.6484 | 17.6484 | 17.6484 | 17.6484 | 17.6484 | 17.6484 | 17.6484 | 28.071 | 28.071 | 28.071 | 28.071 | 28.071 | 28.071 | 28.071 | 28.071 | 34 | 34
|  | 6393 | 9 | 561 | 9 | 267 | 24 | 1 | 39 | 10.47 | 3.02 | 45 | 100179 | 7.096 | 20.338 | 64.4452 | 0.2 | 45.3259 | 45.3259 | 53.6404 | 45.3259 | 49.3015 | 45.3259 | 45.3259 | 45.3259 | 71.2263 | 71.2263 | 79.521 | 71.2263 | 76.453 | 71.2263 | 71.2263 | 71.2263 | 89.1539 | 85.7378
|  | 6394 | 9 | 562 | 10 | 267 | 24 | 1 | 39 | 10.9 | 3.26 | 51 | 100192 | 6.986 | 28.7096 | 50.7395 | 0.2 | 91.2795 | 91.2795 | 152.8794 | 91.2795 | 141.6276 | 91.2795 | 91.2795 | 91.2795 | 133.6034 | 133.6034 | 207.9727 | 133.6034 | 200.0164 | 133.6034 | 133.6034 | 133.6034 | 198.1037 | 154.5296
|  | 6395 | 9 | 563 | 11 | 267 | 24 | 1 | 39 | 11.86 | 3.19 | 49 | 100149 | 6.789 | 35.4571 | 34.8941 | 0.2 | 127.8753 | 127.8753 | 225.2031 | 127.8753 | 267.4219 | 127.8753 | 127.8753 | 127.8753 | 172.0702 | 172.0702 | 326.5674 | 172.0702 | 356.4206 | 172.0702 | 188.9251 | 172.0702 | 310.1558 | 188.9916
|  | 6396 | 9 | 564 | 12 | 267 | 24 | 1 | 39 | 12.82 | 3.12 | 48 | 100107 | 6.532 | 39.7866 | 16.722 | 0.2 | 121.9496 | 121.9496 | 133.3872 | 121.9496 | 160.0199 | 121.9496 | 121.9496 | 121.9496 | 186.6879 | 186.6879 | 218.1834 | 186.6879 | 237.0156 | 186.6879 | 202.0082 | 186.6879 | 255.1544 | 222.0506
|  | 6397 | 9 | 565 | 13 | 267 | 24 | 1 | 39 | 13.78 | 3.05 | 46 | 100064 | 6.209 | 40.9806 | -2.9492 | 0.2 | 159.466 | 159.466 | 159.466 | 159.466 | 532.17 | 159.466 | 178.6671 | 159.466 | 185.8853 | 185.8853 | 401.5479 | 185.8853 | 678.6666 | 185.8853 | 428.7023 | 185.8853 | 512.9388 | 188.7448
|  | 6398 | 9 | 566 | 14 | 267 | 24 | 1 | 39 | 13.99 | 3.03 | 42 | 100038 | 6.163 | 38.8019 | -22.3333 | 0.2 | 156.7417 | 156.7417 | 156.7417 | 156.7417 | 461.5046 | 156.7417 | 281.9409 | 156.7417 | 189.6232 | 189.6232 | 288.4241 | 189.6232 | 592.4533 | 189.6232 | 465.4826 | 189.6232 | 460.668 | 195.7431
|  | 6399 | 9 | 567 | 15 | 267 | 24 | 1 | 39 | 14.21 | 3.02 | 38 | 100012 | 6.117 | 33.6694 | -39.8463 | 0.2 | 139.0989 | 139.0989 | 139.0989 | 139.0989 | 524.8813 | 139.0989 | 461.0494 | 139.0989 | 150.3215 | 150.3215 | 159.3514 | 150.3215 | 659.7941 | 150.3215 | 614.6581 | 150.3215 | 478.2692 | 143.5485
|  | 6400 | 9 | 568 | 16 | 267 | 24 | 1 | 39 | 14.43 | 3.01 | 34 | 99985 | 6.069 | 26.3616 | -55.0059 | 0.2 | 118.411 | 118.411 | 118.411 | 118.411 | 397.0267 | 118.411 | 516.4028 | 118.411 | 134.5081 | 134.5081 | 134.5081 | 134.5081 | 501.7613 | 134.5081 | 586.1729 | 134.5081 | 373.2364 | 132.4778
|  | 6401 | 9 | 569 | 17 | 267 | 24 | 1 | 39 | 13.49 | 2.57 | 35 | 99979 | 6.266 | 17.6412 | -68.1919 | 0.2 | 90.2171 | 90.2171 | 90.2171 | 90.2171 | 277.7778 | 90.2171 | 558.9594 | 90.2171 | 104.0072 | 104.0072 | 104.0072 | 104.0072 | 350.1622 | 104.0072 | 548.9876 | 104.0072 | 262.75 | 102.195
|  | 6402 | 9 | 570 | 18 | 267 | 24 | 1 | 39 | 12.55 | 2.12 | 37 | 99972 | 6.416 | 8.1097 | -80.0895 | 0.2 | 42.694 | 42.694 | 42.694 | 42.694 | 131.2327 | 42.694 | 549.4474 | 42.694 | 50.9528 | 50.9528 | 50.9528 | 50.9528 | 165.3923 | 50.9528 | 461.1147 | 50.9528 | 125.2024 | 51.8993
|  | 6403 | 9 | 571 | 19 | 267 | 24 | 1 | 39 | 11.62 | 1.68 | 39 | 99966 | 6.527 | 0 | -91.4074 | 0.2 | 0 | 0 | 0 | 0 | 0 | 0 | 0 | 0 | 0 | 0 | 0 | 0 | 0 | 0 | 0 | 0 | 0 | 0
|  | 6404 | 9 | 572 | 20 | 267 | 24 | 1 | 39 | 10.85 | 1.64 | 48 | 99995 | 6.425 | 0 | -102.8289 | 0.2 | 0 | 0 | 0 | 0 | 0 | 0 | 0 | 0 | 0 | 0 | 0 | 0 | 0 | 0 | 0 | 0 | 0 | 0
|  | 6405 | 9 | 573 | 21 | 267 | 24 | 1 | 39 | 10.07 | 1.6 | 58 | 100025 | 6.311 | 0 | -115.0479 | 0.2 | 0 | 0 | 0 | 0 | 0 | 0 | 0 | 0 | 0 | 0 | 0 | 0 | 0 | 0 | 0 | 0 | 0 | 0
|  | 6406 | 9 | 574 | 22 | 267 | 24 | 1 | 39 | 9.3 | 1.56 | 68 | 100054 | 6.193 | 0 | -128.7943 | 0.2 | 0 | 0 | 0 | 0 | 0 | 0 | 0 | 0 | 0 | 0 | 0 | 0 | 0 | 0 | 0 | 0 | 0 | 0
|  | 6407 | 9 | 575 | 23 | 267 | 24 | 1 | 39 | 8.71 | 1.6 | 74 | 100058 | 6.094 | 0 | -144.734 | 0.2 | 0 | 0 | 0 | 0 | 0 | 0 | 0 | 0 | 0 | 0 | 0 | 0 | 0 | 0 | 0 | 0 | 0 | 0
|  | 6408 | 9 | 576 | 24 | 267 | 24 | 1 | 39 | 8.12 | 1.64 | 80 | 100061 | 5.992 | 0 | -163.0793 | 0.2 | 0 | 0 | 0 | 0 | 0 | 0 | 0 | 0 | 0 | 0 | 0 | 0 | 0 | 0 | 0 | 0 | 0 | 0
|  | 6409 | 9 | 577 | 1 | 268 | 25 | 2 | 39 | 7.53 | 1.68 | 87 | 100064 | 5.887 | 0 | 176.8772 | 0.2 | 0 | 0 | 0 | 0 | 0 | 0 | 0 | 0 | 0 | 0 | 0 | 0 | 0 | 0 | 0 | 0 | 0 | 0
|  | 6410 | 9 | 578 | 2 | 268 | 25 | 2 | 39 | 7.12 | 1.57 | 87 | 100081 | 5.849 | 0 | 157.167 | 0.2 | 0 | 0 | 0 | 0 | 0 | 0 | 0 | 0 | 0 | 0 | 0 | 0 | 0 | 0 | 0 | 0 | 0 | 0
|  | 6411 | 9 | 579 | 3 | 268 | 25 | 2 | 39 | 6.71 | 1.46 | 87 | 100097 | 5.808 | 0 | 139.4459 | 0.2 | 0 | 0 | 0 | 0 | 0 | 0 | 0 | 0 | 0 | 0 | 0 | 0 | 0 | 0 | 0 | 0 | 0 | 0
|  | 6412 | 9 | 580 | 4 | 268 | 25 | 2 | 39 | 6.3 | 1.35 | 87 | 100113 | 5.764 | 0 | 124.1884 | 0.2 | 0 | 0 | 0 | 0 | 0 | 0 | 0 | 0 | 0 | 0 | 0 | 0 | 0 | 0 | 0 | 0 | 0 | 0
|  | 6413 | 9 | 581 | 5 | 268 | 25 | 2 | 39 | 6.23 | 1.37 | 86 | 100146 | 5.75 | 0 | 110.9677 | 0.2 | 0 | 0 | 0 | 0 | 0 | 0 | 0 | 0 | 0 | 0 | 0 | 0 | 0 | 0 | 0 | 0 | 0 | 0
|  | 6414 | 9 | 582 | 6 | 268 | 25 | 2 | 39 | 6.16 | 1.4 | 85 | 100179 | 5.737 | 0 | 99.0616 | 0.2 | 0 | 0 | 0 | 0 | 0 | 0 | 0 | 0 | 0 | 0 | 0 | 0 | 0 | 0 | 0 | 0 | 0 | 0
|  | 6415 | 9 | 583 | 7 | 268 | 25 | 2 | 39 | 6.09 | 1.42 | 85 | 100212 | 5.723 | 0.94009 | 87.7432 | 0.2 | 0 | 0 | 0 | 0 | 0 | 0 | 0 | 0 | 0 | 0 | 0 | 0 | 0 | 0 | 0 | 0 | 0 | 0
|  | 6416 | 9 | 584 | 8 | 268 | 25 | 2 | 39 | 8.53 | 1.79 | 76 | 100254 | 6.192 | 10.7516 | 76.325 | 0.2 | 27.2147 | 27.2147 | 109.2964 | 27.2147 | 47.1861 | 27.2147 | 27.2147 | 27.2147 | 35.941 | 35.941 | 105.324 | 35.941 | 61.4054 | 35.941 | 35.941 | 35.941 | 53.9006 | 37.8597
|  | 6417 | 9 | 585 | 9 | 268 | 25 | 2 | 39 | 10.97 | 2.17 | 67 | 100297 | 6.622 | 20.0769 | 64.1213 | 0.2 | 47.1654 | 47.1654 | 57.1925 | 47.1654 | 52.0297 | 47.1654 | 47.1654 | 47.1654 | 74.0325 | 74.0325 | 84.003 | 74.0325 | 80.3523 | 74.0325 | 74.0325 | 74.0325 | 93.1534 | 89.0801
|  | 6418 | 9 | 586 | 10 | 268 | 25 | 2 | 39 | 13.42 | 2.54 | 58 | 100339 | 6.989 | 28.4189 | 50.4255 | 0.2 | 95.831 | 95.831 | 176.7336 | 95.831 | 162.6989 | 95.831 | 95.831 | 95.831 | 138.8218 | 138.8218 | 236.1896 | 138.8218 | 226.2655 | 138.8218 | 138.8218 | 138.8218 | 216.8814 | 160.0851
|  | 6419 | 9 | 587 | 11 | 268 | 25 | 2 | 39 | 14.46 | 2.92 | 57 | 100330 | 6.974 | 35.1285 | 34.6132 | 0.2 | 135.6735 | 135.6735 | 383.8578 | 135.6735 | 495.26 | 135.6735 | 135.6735 | 135.6735 | 147.5346 | 147.5346 | 540.3895 | 147.5346 | 619.1627 | 147.5346 | 189.4039 | 147.5346 | 447.6814 | 140.2851
|  | 6420 | 9 | 588 | 12 | 268 | 25 | 2 | 39 | 15.5 | 3.31 | 57 | 100320 | 6.919 | 39.4196 | 16.5133 | 0.2 | 127.8745 | 127.8745 | 318.0652 | 127.8745 | 769.4017 | 127.8745 | 127.8745 | 127.8745 | 102.1512 | 102.1512 | 625.5515 | 102.1512 | 944.6946 | 102.1512 | 356.5813 | 102.1512 | 625.2686 | 75.2595
|  | 6421 | 9 | 589 | 13 | 268 | 25 | 2 | 39 | 16.54 | 3.7 | 57 | 100310 | 6.819 | 40.5869 | -3.0481 | 0.2 | 151.5507 | 151.5507 | 151.5507 | 151.5507 | 645.5858 | 151.5507 | 177.8576 | 151.5507 | 154.7322 | 154.7322 | 435.8326 | 154.7322 | 803.77 | 154.7322 | 473.0362 | 154.7322 | 565.8596 | 142.0166
|  | 6422 | 9 | 590 | 14 | 268 | 25 | 2 | 39 | 16.34 | 3.76 | 52 | 100330 | 6.927 | 38.4014 | -22.3172 | 0.2 | 152.4437 | 152.4437 | 152.4437 | 152.4437 | 575.2383 | 152.4437 | 325.9924 | 152.4437 | 165.2963 | 165.2963 | 298.7311 | 165.2963 | 720.4095 | 165.2963 | 544.1661 | 165.2963 | 520.3673 | 158.1133
|  | 6423 | 9 | 591 | 15 | 268 | 25 | 2 | 39 | 16.15 | 3.82 | 47 | 100349 | 7.036 | 33.2778 | -39.744 | 0.2 | 136.2269 | 136.2269 | 136.2269 | 136.2269 | 579.2598 | 136.2269 | 504.6149 | 136.2269 | 137.1103 | 137.1103 | 144.0225 | 137.1103 | 717.7837 | 137.1103 | 665.0018 | 137.1103 | 501.2553 | 123.092
|  | 6424 | 9 | 592 | 16 | 268 | 25 | 2 | 39 | 15.96 | 3.88 | 42 | 100369 | 7.14 | 25.9851 | -54.853 | 0.2 | 89.9555 | 89.9555 | 89.9555 | 89.9555 | 135.2509 | 89.9555 | 154.2921 | 89.9555 | 132.2235 | 132.2235 | 132.2235 | 132.2235 | 191.3701 | 132.2235 | 204.8342 | 132.2235 | 191.4406 | 153.0902
|  | 6425 | 9 | 593 | 17 | 268 | 25 | 2 | 39 | 14.89 | 3.54 | 40 | 100402 | 7.175 | 17.2783 | -68.0136 | 0.2 | 43.7181 | 43.7181 | 43.7181 | 43.7181 | 47.6503 | 43.7181 | 53.4572 | 43.7181 | 68.7177 | 68.7177 | 68.7177 | 68.7177 | 73.8082 | 68.7177 | 77.9143 | 68.7177 | 86 | 82.7331
|  | 6426 | 9 | 594 | 18 | 268 | 25 | 2 | 39 | 13.81 | 3.21 | 38 | 100434 | 7.164 | 7.7556 | -79.9001 | 0.2 | 15.5871 | 15.5871 | 15.5871 | 15.5871 | 15.5871 | 15.5871 | 15.5871 | 15.5871 | 24.7791 | 24.7791 | 24.7791 | 24.7791 | 24.7791 | 24.7791 | 24.7791 | 24.7791 | 30 | 30
|  | 6427 | 9 | 595 | 19 | 268 | 25 | 2 | 39 | 12.74 | 2.88 | 36 | 100467 | 7.121 | 0 | -91.2152 | 0.2 | 0 | 0 | 0 | 0 | 0 | 0 | 0 | 0 | 0 | 0 | 0 | 0 | 0 | 0 | 0 | 0 | 0 | 0
|  | 6428 | 9 | 596 | 20 | 268 | 25 | 2 | 39 | 12.16 | 2.91 | 39 | 100516 | 7.119 | 0 | -102.6403 | 0.2 | 0 | 0 | 0 | 0 | 0 | 0 | 0 | 0 | 0 | 0 | 0 | 0 | 0 | 0 | 0 | 0 | 0 | 0
|  | 6429 | 9 | 597 | 21 | 268 | 25 | 2 | 39 | 11.59 | 2.95 | 43 | 100565 | 7.11 | 0 | -114.8724 | 0.2 | 0 | 0 | 0 | 0 | 0 | 0 | 0 | 0 | 0 | 0 | 0 | 0 | 0 | 0 | 0 | 0 | 0 | 0
|  | 6430 | 9 | 598 | 22 | 268 | 25 | 2 | 39 | 11.01 | 2.98 | 47 | 100615 | 7.086 | 0 | -128.6495 | 0.2 | 0 | 0 | 0 | 0 | 0 | 0 | 0 | 0 | 0 | 0 | 0 | 0 | 0 | 0 | 0 | 0 | 0 | 0
|  | 6431 | 9 | 599 | 23 | 268 | 25 | 2 | 39 | 10.65 | 2.87 | 46 | 100644 | 7.086 | 0 | -144.6499 | 0.2 | 0 | 0 | 0 | 0 | 0 | 0 | 0 | 0 | 0 | 0 | 0 | 0 | 0 | 0 | 0 | 0 | 0 | 0
|  | 6432 | 9 | 600 | 24 | 268 | 25 | 2 | 39 | 10.3 | 2.77 | 46 | 100674 | 7.085 | 0 | -163.0946 | 0.2 | 0 | 0 | 0 | 0 | 0 | 0 | 0 | 0 | 0 | 0 | 0 | 0 | 0 | 0 | 0 | 0 | 0 | 0
|  | 6433 | 9 | 601 | 1 | 269 | 26 | 3 | 39 | 9.94 | 2.66 | 46 | 100703 | 7.076 | 0 | 176.739 | 0.2 | 0 | 0 | 0 | 0 | 0 | 0 | 0 | 0 | 0 | 0 | 0 | 0 | 0 | 0 | 0 | 0 | 0 | 0
|  | 6434 | 9 | 602 | 2 | 269 | 26 | 3 | 39 | 9.95 | 2.96 | 45 | 100723 | 7.107 | 0 | 156.9243 | 0.2 | 0 | 0 | 0 | 0 | 0 | 0 | 0 | 0 | 0 | 0 | 0 | 0 | 0 | 0 | 0 | 0 | 0 | 0
|  | 6435 | 9 | 603 | 3 | 269 | 26 | 3 | 39 | 9.96 | 3.26 | 44 | 100742 | 7.138 | 0 | 139.1438 | 0.2 | 0 | 0 | 0 | 0 | 0 | 0 | 0 | 0 | 0 | 0 | 0 | 0 | 0 | 0 | 0 | 0 | 0 | 0
|  | 6436 | 9 | 604 | 4 | 269 | 26 | 3 | 39 | 9.97 | 3.56 | 44 | 100762 | 7.169 | 0 | 123.8641 | 0.2 | 0 | 0 | 0 | 0 | 0 | 0 | 0 | 0 | 0 | 0 | 0 | 0 | 0 | 0 | 0 | 0 | 0 | 0
|  | 6437 | 9 | 605 | 5 | 269 | 26 | 3 | 39 | 10.19 | 3.6 | 43 | 100792 | 7.294 | 0 | 110.6397 | 0.2 | 0 | 0 | 0 | 0 | 0 | 0 | 0 | 0 | 0 | 0 | 0 | 0 | 0 | 0 | 0 | 0 | 0 | 0
|  | 6438 | 9 | 606 | 6 | 269 | 26 | 3 | 39 | 10.4 | 3.65 | 42 | 100821 | 7.415 | 0 | 98.7356 | 0.2 | 0 | 0 | 0 | 0 | 0 | 0 | 0 | 0 | 0 | 0 | 0 | 0 | 0 | 0 | 0 | 0 | 0 | 0
|  | 6439 | 9 | 607 | 7 | 269 | 26 | 3 | 39 | 10.62 | 3.7 | 42 | 100851 | 7.544 | 0.70481 | 87.4189 | 0.2 | 0 | 0 | 0 | 0 | 0 | 0 | 0 | 0 | 0 | 0 | 0 | 0 | 0 | 0 | 0 | 0 | 0 | 0
|  | 6440 | 9 | 608 | 8 | 269 | 26 | 3 | 39 | 11.3 | 4.1 | 47 | 100877 | 7.474 | 10.5085 | 76.0011 | 0.2 | 22.0835 | 22.0835 | 56.9625 | 22.0835 | 30.7791 | 22.0835 | 22.0835 | 22.0835 | 31.4424 | 31.4424 | 60.8203 | 31.4424 | 42.3059 | 31.4424 | 31.4424 | 31.4424 | 41.7831 | 35.1153
|  | 6441 | 9 | 609 | 9 | 269 | 26 | 3 | 39 | 11.98 | 4.5 | 51 | 100903 | 7.379 | 19.8148 | 63.799 | 0.2 | 70.1077 | 70.1077 | 228.1172 | 70.1077 | 147.8614 | 70.1077 | 70.1077 | 70.1077 | 90.7969 | 90.7969 | 247.3943 | 90.7969 | 190.6449 | 90.7969 | 90.7969 | 90.7969 | 159.0777 | 95.6251
|  | 6442 | 9 | 610 | 10 | 269 | 26 | 3 | 39 | 12.66 | 4.9 | 56 | 100929 | 7.258 | 28.1271 | 50.1138 | 0.2 | 111.4175 | 111.4175 | 414.7829 | 111.4175 | 364.9459 | 111.4175 | 111.4175 | 111.4175 | 125.9195 | 125.9195 | 489.8719 | 125.9195 | 454.6318 | 125.9195 | 125.9195 | 125.9195 | 333.2164 | 121.8753
|  | 6443 | 9 | 611 | 11 | 269 | 26 | 3 | 39 | 13.35 | 5.01 | 54 | 100916 | 7.226 | 34.7989 | 34.3352 | 0.2 | 135.357 | 135.357 | 302.9872 | 135.357 | 380.7694 | 135.357 | 135.357 | 135.357 | 165.9293 | 165.9293 | 430.5149 | 165.9293 | 485.5152 | 165.9293 | 193.45 | 165.9293 | 378.3267 | 171.7764
|  | 6444 | 9 | 612 | 12 | 269 | 26 | 3 | 39 | 14.04 | 5.12 | 52 | 100903 | 7.173 | 39.052 | 16.3076 | 0.2 | 151.8873 | 151.8873 | 248.4022 | 151.8873 | 481.7804 | 151.8873 | 151.8873 | 151.8873 | 180.5885 | 180.5885 | 446.0165 | 180.5885 | 611.0398 | 180.5885 | 309.5238 | 180.5885 | 463.6423 | 184.7853
|  | 6445 | 9 | 613 | 13 | 269 | 26 | 3 | 39 | 14.73 | 5.23 | 50 | 100890 | 7.098 | 40.1931 | -3.1449 | 0.2 | 44.3297 | 44.3297 | 44.3297 | 44.3297 | 44.3297 | 44.3297 | 44.3297 | 44.3297 | 69.8664 | 69.8664 | 69.8664 | 69.8664 | 69.8664 | 69.8664 | 69.8664 | 69.8664 | 84 | 84
|  | 6446 | 9 | 614 | 14 | 269 | 26 | 3 | 39 | 14.74 | 5.36 | 49 | 100900 | 7.083 | 38.001 | -22.3004 | 0.2 | 45.3559 | 45.3559 | 45.3559 | 45.3559 | 45.3559 | 45.3559 | 45.3559 | 45.3559 | 71.5093 | 71.5093 | 71.5093 | 71.5093 | 71.5093 | 71.5093 | 71.5093 | 71.5093 | 86 | 86
|  | 6447 | 9 | 615 | 15 | 269 | 26 | 3 | 39 | 14.75 | 5.49 | 48 | 100910 | 7.069 | 32.8865 | -39.6418 | 0.2 | 71.5508 | 71.5508 | 71.5508 | 71.5508 | 78.4134 | 71.5508 | 77.2365 | 71.5508 | 111.9139 | 111.9139 | 111.9682 | 111.9139 | 120.8411 | 111.9139 | 120.0089 | 111.9139 | 140 | 134.2376
|  | 6448 | 9 | 616 | 16 | 269 | 26 | 3 | 39 | 14.76 | 5.61 | 48 | 100919 | 7.054 | 25.6087 | -54.7004 | 0.2 | 117.045 | 117.045 | 117.045 | 117.045 | 309.7272 | 117.045 | 389.1836 | 117.045 | 147.2884 | 147.2884 | 147.2884 | 147.2884 | 396.5472 | 147.2884 | 452.7313 | 147.2884 | 314.9657 | 155.1429
|  | 6449 | 9 | 617 | 17 | 269 | 26 | 3 | 39 | 13.86 | 5.34 | 48 | 100949 | 6.909 | 16.9157 | -67.8354 | 0.2 | 43.6412 | 43.6412 | 43.6412 | 43.6412 | 47.9208 | 43.6412 | 54.1467 | 43.6412 | 68.5718 | 68.5718 | 68.5718 | 68.5718 | 74.0374 | 68.5718 | 78.4398 | 68.5718 | 86 | 82.5501
|  | 6450 | 9 | 618 | 18 | 269 | 26 | 3 | 39 | 12.95 | 5.07 | 48 | 100978 | 6.75 | 7.4017 | -79.7106 | 0.2 | 26.8081 | 26.8081 | 26.8081 | 26.8081 | 35.5918 | 26.8081 | 75.1925 | 26.8081 | 40.3934 | 40.3934 | 40.3934 | 40.3934 | 51.1216 | 40.3934 | 79.1235 | 40.3934 | 53.7124 | 47.3241
|  | 6451 | 9 | 619 | 19 | 269 | 26 | 3 | 39 | 12.05 | 4.8 | 48 | 101008 | 6.588 | 0 | -91.0223 | 0.2 | 0 | 0 | 0 | 0 | 0 | 0 | 0 | 0 | 0 | 0 | 0 | 0 | 0 | 0 | 0 | 0 | 0 | 0
|  | 6452 | 9 | 620 | 20 | 269 | 26 | 3 | 39 | 11.74 | 4.83 | 50 | 101057 | 6.619 | 0 | -102.4507 | 0.2 | 0 | 0 | 0 | 0 | 0 | 0 | 0 | 0 | 0 | 0 | 0 | 0 | 0 | 0 | 0 | 0 | 0 | 0
|  | 6453 | 9 | 621 | 21 | 269 | 26 | 3 | 39 | 11.43 | 4.86 | 52 | 101106 | 6.646 | 0 | -114.6955 | 0.2 | 0 | 0 | 0 | 0 | 0 | 0 | 0 | 0 | 0 | 0 | 0 | 0 | 0 | 0 | 0 | 0 | 0 | 0
|  | 6454 | 9 | 622 | 22 | 269 | 26 | 3 | 39 | 11.12 | 4.9 | 54 | 101155 | 6.668 | 0 | -128.5028 | 0.2 | 0 | 0 | 0 | 0 | 0 | 0 | 0 | 0 | 0 | 0 | 0 | 0 | 0 | 0 | 0 | 0 | 0 | 0
|  | 6455 | 9 | 623 | 23 | 269 | 26 | 3 | 39 | 11.21 | 4.93 | 54 | 101178 | 6.797 | 0 | -144.5641 | 0.2 | 0 | 0 | 0 | 0 | 0 | 0 | 0 | 0 | 0 | 0 | 0 | 0 | 0 | 0 | 0 | 0 | 0 | 0
|  | 6456 | 9 | 624 | 24 | 269 | 26 | 3 | 39 | 11.29 | 4.97 | 54 | 101201 | 6.923 | 0 | -163.1092 | 0.2 | 0 | 0 | 0 | 0 | 0 | 0 | 0 | 0 | 0 | 0 | 0 | 0 | 0 | 0 | 0 | 0 | 0 | 0
|  | 6457 | 9 | 625 | 1 | 270 | 27 | 4 | 39 | 11.38 | 5.01 | 54 | 101224 | 7.054 | 0 | 176.6001 | 0.2 | 0 | 0 | 0 | 0 | 0 | 0 | 0 | 0 | 0 | 0 | 0 | 0 | 0 | 0 | 0 | 0 | 0 | 0
|  | 6458 | 9 | 626 | 2 | 270 | 27 | 4 | 39 | 11.07 | 5.19 | 55 | 101244 | 6.99 | 0 | 156.68 | 0.2 | 0 | 0 | 0 | 0 | 0 | 0 | 0 | 0 | 0 | 0 | 0 | 0 | 0 | 0 | 0 | 0 | 0 | 0
|  | 6459 | 9 | 627 | 3 | 270 | 27 | 4 | 39 | 10.76 | 5.37 | 57 | 101263 | 6.924 | 0 | 138.8403 | 0.2 | 0 | 0 | 0 | 0 | 0 | 0 | 0 | 0 | 0 | 0 | 0 | 0 | 0 | 0 | 0 | 0 | 0 | 0
|  | 6460 | 9 | 628 | 4 | 270 | 27 | 4 | 39 | 10.45 | 5.56 | 58 | 101283 | 6.858 | 0 | 123.539 | 0.2 | 0 | 0 | 0 | 0 | 0 | 0 | 0 | 0 | 0 | 0 | 0 | 0 | 0 | 0 | 0 | 0 | 0 | 0
|  | 6461 | 9 | 629 | 5 | 270 | 27 | 4 | 39 | 10.48 | 5.64 | 60 | 101309 | 6.793 | 0 | 110.3115 | 0.2 | 0 | 0 | 0 | 0 | 0 | 0 | 0 | 0 | 0 | 0 | 0 | 0 | 0 | 0 | 0 | 0 | 0 | 0
|  | 6462 | 9 | 630 | 6 | 270 | 27 | 4 | 39 | 10.5 | 5.71 | 61 | 101336 | 6.723 | 0 | 98.4098 | 0.2 | 0 | 0 | 0 | 0 | 0 | 0 | 0 | 0 | 0 | 0 | 0 | 0 | 0 | 0 | 0 | 0 | 0 | 0
|  | 6463 | 9 | 631 | 7 | 270 | 27 | 4 | 39 | 10.53 | 5.79 | 62 | 101362 | 6.657 | 0.46903 | 87.0952 | 0.2 | 0 | 0 | 0 | 0 | 0 | 0 | 0 | 0 | 0 | 0 | 0 | 0 | 0 | 0 | 0 | 0 | 0 | 0
|  | 6464 | 9 | 632 | 8 | 270 | 27 | 4 | 39 | 11.17 | 6.32 | 66 | 101381 | 6.444 | 10.2645 | 75.6783 | 0.2 | 37.4186 | 37.4186 | 380.271 | 37.4186 | 124.949 | 37.4186 | 37.4186 | 37.4186 | 38.8755 | 38.8755 | 326.6194 | 38.8755 | 146.0795 | 38.8755 | 38.8755 | 38.8755 | 96.9431 | 32.8643
|  | 6465 | 9 | 633 | 9 | 270 | 27 | 4 | 39 | 11.81 | 6.85 | 70 | 101401 | 6.199 | 19.5516 | 63.4785 | 0.2 | 75.2041 | 75.2041 | 577.3994 | 75.2041 | 325.8249 | 75.2041 | 75.2041 | 75.2041 | 73.9002 | 73.9002 | 569.9475 | 73.9002 | 392.0575 | 73.9002 | 73.9002 | 73.9002 | 262.5146 | 63.1932
|  | 6466 | 9 | 634 | 10 | 270 | 27 | 4 | 39 | 12.46 | 7.38 | 74 | 101421 | 5.924 | 27.8342 | 49.8047 | 0.2 | 104.118 | 104.118 | 585.3439 | 104.118 | 510.7181 | 104.118 | 104.118 | 104.118 | 96.2559 | 96.2559 | 671.7477 | 96.2559 | 618.9793 | 96.2559 | 96.2559 | 96.2559 | 412.0439 | 79.4015
|  | 6467 | 9 | 635 | 11 | 270 | 27 | 4 | 39 | 13.44 | 7.35 | 73 | 101388 | 5.811 | 34.4685 | 34.0604 | 0.2 | 119.0075 | 119.0075 | 492.8947 | 119.0075 | 672.0595 | 119.0075 | 119.0075 | 119.0075 | 101.0582 | 101.0582 | 689.4838 | 101.0582 | 816.1724 | 101.0582 | 160.7275 | 101.0582 | 536.5346 | 78.2623
|  | 6468 | 9 | 636 | 12 | 270 | 27 | 4 | 39 | 14.43 | 7.32 | 73 | 101355 | 5.657 | 38.6839 | 16.105 | 0.2 | 118.8274 | 118.8274 | 316.4843 | 118.8274 | 803.3997 | 118.8274 | 118.8274 | 118.8274 | 87.1492 | 87.1492 | 630.3331 | 87.1492 | 974.6343 | 87.1492 | 350.804 | 87.1492 | 628.8694 | 58.3483
|  | 6469 | 9 | 637 | 13 | 270 | 27 | 4 | 39 | 15.42 | 7.3 | 73 | 101322 | 5.454 | 39.7993 | -3.2396 | 0.2 | 142.2618 | 142.2618 | 142.2618 | 142.2618 | 733.237 | 142.2618 | 175.7126 | 142.2618 | 128.5656 | 128.5656 | 453.6281 | 128.5656 | 895.1639 | 128.5656 | 500.9347 | 128.5656 | 598.699 | 105.5404
|  | 6470 | 9 | 638 | 14 | 270 | 27 | 4 | 39 | 15.66 | 7.38 | 70 | 101316 | 5.462 | 37.6008 | -22.2828 | 0.2 | 151.9128 | 151.9128 | 151.9128 | 151.9128 | 408.4213 | 151.9128 | 257.0249 | 151.9128 | 196.5911 | 196.5911 | 273.2234 | 196.5911 | 528.9278 | 196.5911 | 421.8743 | 196.5911 | 427.224 | 213.7374
|  | 6471 | 9 | 639 | 15 | 270 | 27 | 4 | 39 | 15.91 | 7.46 | 68 | 101309 | 5.473 | 32.4954 | -39.5398 | 0.2 | 136.3051 | 136.3051 | 136.3051 | 136.3051 | 519.2758 | 136.3051 | 452.4483 | 136.3051 | 148.958 | 148.958 | 149.0787 | 148.958 | 643.4269 | 148.958 | 596.1727 | 148.958 | 459.5345 | 143.2206
|  | 6472 | 9 | 640 | 16 | 270 | 27 | 4 | 39 | 16.16 | 7.54 | 66 | 101303 | 5.482 | 25.2327 | -54.548 | 0.2 | 59.6237 | 59.6237 | 59.6237 | 59.6237 | 65.3784 | 59.6237 | 67.7058 | 59.6237 | 93.4762 | 93.4762 | 93.4762 | 93.4762 | 100.8516 | 93.4762 | 102.4973 | 93.4762 | 117 | 112.3244
|  | 6473 | 9 | 641 | 17 | 270 | 27 | 4 | 39 | 14.97 | 6.93 | 64 | 101322 | 5.336 | 16.5534 | -67.6573 | 0.2 | 91.8425 | 91.8425 | 91.8425 | 91.8425 | 228.0118 | 91.8425 | 423.1542 | 91.8425 | 116.2917 | 116.2917 | 116.2917 | 116.2917 | 287.8623 | 116.2917 | 425.8488 | 116.2917 | 228.0597 | 121.5916
|  | 6474 | 9 | 642 | 18 | 270 | 27 | 4 | 39 | 13.77 | 6.31 | 63 | 101342 | 5.173 | 7.0484 | -79.5208 | 0.2 | 39.2298 | 39.2298 | 39.2298 | 39.2298 | 71.6813 | 39.2298 | 214.677 | 39.2298 | 52.6751 | 52.6751 | 52.6751 | 52.6751 | 91.221 | 52.6751 | 192.3342 | 52.6751 | 78.4288 | 56.3682
|  | 6475 | 9 | 643 | 19 | 270 | 27 | 4 | 39 | 12.58 | 5.7 | 62 | 101362 | 5.005 | 0 | -90.8288 | 0.2 | 0 | 0 | 0 | 0 | 0 | 0 | 0 | 0 | 0 | 0 | 0 | 0 | 0 | 0 | 0 | 0 | 0 | 0
|  | 6476 | 9 | 644 | 20 | 270 | 27 | 4 | 39 | 11.95 | 5.43 | 64 | 101385 | 4.915 | 0 | -102.2599 | 0.2 | 0 | 0 | 0 | 0 | 0 | 0 | 0 | 0 | 0 | 0 | 0 | 0 | 0 | 0 | 0 | 0 | 0 | 0
|  | 6477 | 9 | 645 | 21 | 270 | 27 | 4 | 39 | 11.33 | 5.17 | 66 | 101408 | 4.827 | 0 | -114.517 | 0.2 | 0 | 0 | 0 | 0 | 0 | 0 | 0 | 0 | 0 | 0 | 0 | 0 | 0 | 0 | 0 | 0 | 0 | 0
|  | 6478 | 9 | 646 | 22 | 270 | 27 | 4 | 39 | 10.7 | 4.91 | 67 | 101431 | 4.733 | 0 | -128.3543 | 0.2 | 0 | 0 | 0 | 0 | 0 | 0 | 0 | 0 | 0 | 0 | 0 | 0 | 0 | 0 | 0 | 0 | 0 | 0
|  | 6479 | 9 | 647 | 23 | 270 | 27 | 4 | 39 | 10.31 | 4.53 | 68 | 101431 | 4.742 | 0 | -144.4766 | 0.2 | 0 | 0 | 0 | 0 | 0 | 0 | 0 | 0 | 0 | 0 | 0 | 0 | 0 | 0 | 0 | 0 | 0 | 0
|  | 6480 | 9 | 648 | 24 | 270 | 27 | 4 | 39 | 9.93 | 4.16 | 68 | 101431 | 4.75 | 0 | -163.123 | 0.2 | 0 | 0 | 0 | 0 | 0 | 0 | 0 | 0 | 0 | 0 | 0 | 0 | 0 | 0 | 0 | 0 | 0 | 0
|  | 6481 | 9 | 649 | 1 | 271 | 28 | 5 | 39 | 9.54 | 3.78 | 69 | 101431 | 4.751 | 0 | 176.4608 | 0.2 | 0 | 0 | 0 | 0 | 0 | 0 | 0 | 0 | 0 | 0 | 0 | 0 | 0 | 0 | 0 | 0 | 0 | 0
|  | 6482 | 9 | 650 | 2 | 271 | 28 | 5 | 39 | 9.07 | 3.7 | 68 | 101414 | 4.917 | 0 | 156.4343 | 0.2 | 0 | 0 | 0 | 0 | 0 | 0 | 0 | 0 | 0 | 0 | 0 | 0 | 0 | 0 | 0 | 0 | 0 | 0
|  | 6483 | 9 | 651 | 3 | 271 | 28 | 5 | 39 | 8.6 | 3.61 | 66 | 101398 | 5.067 | 0 | 138.5355 | 0.2 | 0 | 0 | 0 | 0 | 0 | 0 | 0 | 0 | 0 | 0 | 0 | 0 | 0 | 0 | 0 | 0 | 0 | 0
|  | 6484 | 9 | 652 | 4 | 271 | 28 | 5 | 39 | 8.13 | 3.53 | 65 | 101381 | 5.203 | 0 | 123.2132 | 0.2 | 0 | 0 | 0 | 0 | 0 | 0 | 0 | 0 | 0 | 0 | 0 | 0 | 0 | 0 | 0 | 0 | 0 | 0
|  | 6485 | 9 | 653 | 5 | 271 | 28 | 5 | 39 | 7.91 | 3.46 | 66 | 101381 | 5.26 | 0 | 109.9831 | 0.2 | 0 | 0 | 0 | 0 | 0 | 0 | 0 | 0 | 0 | 0 | 0 | 0 | 0 | 0 | 0 | 0 | 0 | 0
|  | 6486 | 9 | 654 | 6 | 271 | 28 | 5 | 39 | 7.68 | 3.39 | 68 | 101381 | 5.311 | 0 | 98.0843 | 0.2 | 0 | 0 | 0 | 0 | 0 | 0 | 0 | 0 | 0 | 0 | 0 | 0 | 0 | 0 | 0 | 0 | 0 | 0
|  | 6487 | 9 | 655 | 7 | 271 | 28 | 5 | 39 | 7.45 | 3.32 | 69 | 101381 | 5.358 | 0.23274 | 86.7724 | 0.2 | 0 | 0 | 0 | 0 | 0 | 0 | 0 | 0 | 0 | 0 | 0 | 0 | 0 | 0 | 0 | 0 | 0 | 0
|  | 6488 | 9 | 656 | 8 | 271 | 28 | 5 | 39 | 9.18 | 3.61 | 70 | 101375 | 5.651 | 10.0198 | 75.3568 | 0.2 | 36.0321 | 36.0321 | 371.1982 | 36.0321 | 123.6063 | 36.0321 | 36.0321 | 36.0321 | 37.3393 | 37.3393 | 317.6167 | 37.3393 | 142.5428 | 37.3393 | 37.3393 | 37.3393 | 92.5987 | 31.3927
|  | 6489 | 9 | 657 | 9 | 271 | 28 | 5 | 39 | 10.91 | 3.89 | 72 | 101368 | 5.924 | 19.2875 | 63.1599 | 0.2 | 74.4206 | 74.4206 | 565.2243 | 74.4206 | 322.775 | 74.4206 | 74.4206 | 74.4206 | 73.7112 | 73.7112 | 556.8759 | 73.7112 | 385.4383 | 73.7112 | 73.7112 | 73.7112 | 255.8669 | 63.3726
|  | 6490 | 9 | 658 | 10 | 271 | 28 | 5 | 39 | 12.65 | 4.18 | 73 | 101362 | 6.171 | 27.5403 | 49.4982 | 0.2 | 103.2817 | 103.2817 | 581.3505 | 103.2817 | 511.6176 | 103.2817 | 103.2817 | 103.2817 | 95.6927 | 95.6927 | 665.5648 | 95.6927 | 616.2562 | 95.6927 | 95.6927 | 95.6927 | 406.8824 | 79.0302
|  | 6491 | 9 | 659 | 11 | 271 | 28 | 5 | 39 | 13.82 | 4.5 | 72 | 101303 | 6.255 | 34.1373 | 33.7888 | 0.2 | 118.6755 | 118.6755 | 489.8657 | 118.6755 | 673.3868 | 118.6755 | 118.6755 | 118.6755 | 101.3329 | 101.3329 | 683.7907 | 101.3329 | 813.5597 | 101.3329 | 158.8484 | 101.3329 | 531.3841 | 78.8547
|  | 6492 | 9 | 660 | 12 | 271 | 28 | 5 | 39 | 14.99 | 4.82 | 70 | 101244 | 6.306 | 38.3155 | 15.9057 | 0.2 | 117.9934 | 117.9934 | 313.8275 | 117.9934 | 805.2127 | 117.9934 | 117.9934 | 117.9934 | 86.695 | 86.695 | 624.4413 | 86.695 | 971.9032 | 86.695 | 347.4901 | 86.695 | 622.7681 | 58.114
|  | 6493 | 9 | 661 | 13 | 271 | 28 | 5 | 39 | 16.17 | 5.14 | 69 | 101185 | 6.326 | 39.4057 | -3.3321 | 0.2 | 129.4222 | 129.4222 | 129.4222 | 129.4222 | 804.7195 | 129.4222 | 168.7393 | 129.4222 | 103.7148 | 103.7148 | 468.8858 | 103.7148 | 974.1945 | 103.7148 | 524.4886 | 103.7148 | 632.5478 | 76.8009
|  | 6494 | 9 | 662 | 14 | 271 | 28 | 5 | 39 | 16.49 | 5.3 | 71 | 101136 | 6.307 | 37.201 | -22.2644 | 0.2 | 122.7294 | 122.7294 | 122.7294 | 122.7294 | 781.2791 | 122.7294 | 392.3427 | 122.7294 | 96.2607 | 96.2607 | 287.5636 | 96.2607 | 943.874 | 96.2607 | 668.8544 | 96.2607 | 609.6144 | 69.458
|  | 6495 | 9 | 663 | 15 | 271 | 28 | 5 | 39 | 16.81 | 5.46 | 73 | 101087 | 6.283 | 32.1047 | -39.4376 | 0.2 | 125.1357 | 125.1357 | 125.1357 | 125.1357 | 636.8169 | 125.1357 | 545.9988 | 125.1357 | 116.5835 | 116.5835 | 116.5835 | 116.5835 | 772.3266 | 116.5835 | 708.1085 | 116.5835 | 514.5006 | 98.821
|  | 6496 | 9 | 664 | 16 | 271 | 28 | 5 | 39 | 17.13 | 5.61 | 75 | 101037 | 6.255 | 24.8572 | -54.3958 | 0.2 | 110.424 | 110.424 | 110.424 | 110.424 | 475.5942 | 110.424 | 620.4102 | 110.424 | 113.4086 | 113.4086 | 113.4086 | 113.4086 | 577.0992 | 113.4086 | 679.4996 | 113.4086 | 393.8707 | 103.2835
|  | 6497 | 9 | 665 | 17 | 271 | 28 | 5 | 39 | 15.79 | 4.98 | 71 | 101024 | 6.161 | 16.1917 | -67.4792 | 0.2 | 82.4968 | 82.4968 | 82.4968 | 82.4968 | 225.3987 | 82.4968 | 427.1388 | 82.4968 | 102.7998 | 102.7998 | 102.7998 | 102.7998 | 280.4512 | 102.7998 | 423.1031 | 102.7998 | 215.0849 | 106.7498
|  | 6498 | 9 | 666 | 18 | 271 | 28 | 5 | 39 | 14.44 | 4.34 | 66 | 101011 | 6.03 | 6.6956 | -79.3306 | 0.2 | 44.0152 | 44.0152 | 44.0152 | 44.0152 | 98.5426 | 44.0152 | 333.441 | 44.0152 | 59.4989 | 59.4989 | 59.4989 | 59.4989 | 122.504 | 59.4989 | 288.6022 | 59.4989 | 99.5752 | 65
|  | 6499 | 9 | 667 | 19 | 271 | 28 | 5 | 39 | 13.1 | 3.71 | 62 | 100998 | 5.877 | 0 | -90.6345 | 0.2 | 0 | 0 | 0 | 0 | 0 | 0 | 0 | 0 | 0 | 0 | 0 | 0 | 0 | 0 | 0 | 0 | 0 | 0
|  | 6500 | 9 | 668 | 20 | 271 | 28 | 5 | 39 | 12.15 | 3.23 | 67 | 100998 | 5.8 | 0 | -102.068 | 0.2 | 0 | 0 | 0 | 0 | 0 | 0 | 0 | 0 | 0 | 0 | 0 | 0 | 0 | 0 | 0 | 0 | 0 | 0
|  | 6501 | 9 | 669 | 21 | 271 | 28 | 5 | 39 | 11.19 | 2.75 | 72 | 100998 | 5.705 | 0 | -114.3369 | 0.2 | 0 | 0 | 0 | 0 | 0 | 0 | 0 | 0 | 0 | 0 | 0 | 0 | 0 | 0 | 0 | 0 | 0 | 0
|  | 6502 | 9 | 670 | 22 | 271 | 28 | 5 | 39 | 10.24 | 2.28 | 77 | 100998 | 5.6 | 0 | -128.2038 | 0.2 | 0 | 0 | 0 | 0 | 0 | 0 | 0 | 0 | 0 | 0 | 0 | 0 | 0 | 0 | 0 | 0 | 0 | 0
|  | 6503 | 9 | 671 | 23 | 271 | 28 | 5 | 39 | 9.46 | 1.99 | 79 | 100988 | 5.571 | 0 | -144.3871 | 0.2 | 0 | 0 | 0 | 0 | 0 | 0 | 0 | 0 | 0 | 0 | 0 | 0 | 0 | 0 | 0 | 0 | 0 | 0
|  | 6504 | 9 | 672 | 24 | 271 | 28 | 5 | 39 | 8.68 | 1.7 | 81 | 100978 | 5.529 | 0 | -163.1357 | 0.2 | 0 | 0 | 0 | 0 | 0 | 0 | 0 | 0 | 0 | 0 | 0 | 0 | 0 | 0 | 0 | 0 | 0 | 0
|  | 6505 | 9 | 673 | 1 | 272 | 29 | 6 | 39 | 7.9 | 1.41 | 83 | 100969 | 5.475 | 0 | 176.3211 | 0.2 | 0 | 0 | 0 | 0 | 0 | 0 | 0 | 0 | 0 | 0 | 0 | 0 | 0 | 0 | 0 | 0 | 0 | 0
|  | 6506 | 9 | 674 | 2 | 272 | 29 | 6 | 39 | 7.1 | 1.4 | 90 | 100942 | 5.426 | 0 | 156.1874 | 0.2 | 0 | 0 | 0 | 0 | 0 | 0 | 0 | 0 | 0 | 0 | 0 | 0 | 0 | 0 | 0 | 0 | 0 | 0
|  | 6507 | 9 | 675 | 3 | 272 | 29 | 6 | 39 | 6.31 | 1.39 | 97 | 100916 | 5.369 | 0 | 138.2296 | 0.2 | 0 | 0 | 0 | 0 | 0 | 0 | 0 | 0 | 0 | 0 | 0 | 0 | 0 | 0 | 0 | 0 | 0 | 0
|  | 6508 | 9 | 676 | 4 | 272 | 29 | 6 | 39 | 5.51 | 1.38 | 104 | 100890 | 5.297 | 0 | 122.8868 | 0.2 | 0 | 0 | 0 | 0 | 0 | 0 | 0 | 0 | 0 | 0 | 0 | 0 | 0 | 0 | 0 | 0 | 0 | 0
|  | 6509 | 9 | 677 | 5 | 272 | 29 | 6 | 39 | 5.6 | 1.14 | 116 | 100903 | 5.375 | 0 | 109.6547 | 0.2 | 0 | 0 | 0 | 0 | 0 | 0 | 0 | 0 | 0 | 0 | 0 | 0 | 0 | 0 | 0 | 0 | 0 | 0
|  | 6510 | 9 | 678 | 6 | 272 | 29 | 6 | 39 | 5.68 | 0.89 | 128 | 100916 | 5.451 | 0 | 97.7593 | 0.2 | 0 | 0 | 0 | 0 | 0 | 0 | 0 | 0 | 0 | 0 | 0 | 0 | 0 | 0 | 0 | 0 | 0 | 0
|  | 6511 | 9 | 679 | 7 | 272 | 29 | 6 | 39 | 5.76 | 0.65 | 141 | 100929 | 5.527 | 0 | 86.4505 | 0.2 | 0 | 0 | 0 | 0 | 0 | 0 | 0 | 0 | 0 | 0 | 0 | 0 | 0 | 0 | 0 | 0 | 0 | 0
|  | 6512 | 9 | 680 | 8 | 272 | 29 | 6 | 39 | 8.24 | 0.56 | 146 | 100932 | 6.086 | 9.7742 | 75.0367 | 0.2 | 35.4343 | 35.4343 | 364.1102 | 35.4343 | 123.2769 | 35.4343 | 35.4343 | 35.4343 | 36.6738 | 36.6738 | 310.5244 | 36.6738 | 140.2295 | 36.6738 | 36.6738 | 36.6738 | 89.2357 | 30.6285
|  | 6513 | 9 | 681 | 9 | 272 | 29 | 6 | 39 | 10.71 | 0.46 | 151 | 100936 | 6.633 | 19.0224 | 62.8433 | 0.2 | 75.7313 | 75.7313 | 551.758 | 75.7313 | 319.921 | 75.7313 | 75.7313 | 75.7313 | 76.0627 | 76.0627 | 543.0911 | 76.0627 | 379.1575 | 76.0627 | 76.0627 | 76.0627 | 250.2038 | 65.7527
|  | 6514 | 9 | 682 | 10 | 272 | 29 | 6 | 39 | 13.19 | 0.37 | 156 | 100939 | 7.161 | 27.2454 | 49.1944 | 0.2 | 107.3823 | 107.3823 | 544.0387 | 107.3823 | 484.3683 | 107.3823 | 107.3823 | 107.3823 | 106.0666 | 106.0666 | 624.877 | 106.0666 | 582.6837 | 106.0666 | 106.0666 | 106.0666 | 389.5995 | 92.5472
|  | 6515 | 9 | 683 | 11 | 272 | 29 | 6 | 39 | 14.49 | 0.46 | 103 | 100887 | 7.109 | 33.8053 | 33.5206 | 0.2 | 128.8468 | 128.8468 | 402.563 | 128.8468 | 542.0634 | 128.8468 | 128.8468 | 128.8468 | 134.5145 | 134.5145 | 562.7317 | 134.5145 | 661.3735 | 134.5145 | 175.6386 | 134.5145 | 456.5046 | 124.6303
|  | 6516 | 9 | 684 | 12 | 272 | 29 | 6 | 39 | 15.79 | 0.54 | 51 | 100834 | 6.986 | 37.9468 | 15.7098 | 0.2 | 127.0371 | 127.0371 | 307.7062 | 127.0371 | 769.366 | 127.0371 | 127.0371 | 127.0371 | 104.6793 | 104.6793 | 600.3532 | 104.6793 | 926.7959 | 104.6793 | 344.8484 | 104.6793 | 599.7015 | 79.382
|  | 6517 | 9 | 685 | 13 | 272 | 29 | 6 | 39 | 17.1 | 0.62 | 358 | 100782 | 6.783 | 39.0122 | -3.4222 | 0.2 | 132.3221 | 132.3221 | 132.3221 | 132.3221 | 790.0766 | 132.3221 | 171.6559 | 132.3221 | 110.7423 | 110.7423 | 460.399 | 110.7423 | 953.3149 | 110.7423 | 516.0254 | 110.7423 | 619.4968 | 85.6737
|  | 6518 | 9 | 686 | 14 | 272 | 29 | 6 | 39 | 17.07 | 0.66 | 4 | 100726 | 6.672 | 36.8017 | -22.245 | 0.2 | 126.4335 | 126.4335 | 126.4335 | 126.4335 | 756.9488 | 126.4335 | 384.3202 | 126.4335 | 104.0509 | 104.0509 | 282.0719 | 104.0509 | 910.2669 | 104.0509 | 646.7787 | 104.0509 | 587.6246 | 77.9781
|  | 6519 | 9 | 687 | 15 | 272 | 29 | 6 | 39 | 17.04 | 0.7 | 10 | 100670 | 6.561 | 31.7147 | -39.3354 | 0.2 | 112.3348 | 112.3348 | 112.3348 | 112.3348 | 676.9681 | 112.3348 | 575.0652 | 112.3348 | 95.4621 | 95.4621 | 95.4621 | 95.4621 | 813.7139 | 95.4621 | 741.6577 | 95.4621 | 526.8311 | 75.7029
|  | 6520 | 9 | 688 | 16 | 272 | 29 | 6 | 39 | 17.01 | 0.74 | 16 | 100615 | 6.451 | 24.4822 | -54.2438 | 0.2 | 98.4973 | 98.4973 | 98.4973 | 98.4973 | 507.3128 | 98.4973 | 666.248 | 98.4973 | 93.3687 | 93.3687 | 93.3687 | 93.3687 | 607.7105 | 93.3687 | 720.0947 | 93.3687 | 399.0753 | 80.5015
|  | 6521 | 9 | 689 | 17 | 272 | 29 | 6 | 39 | 15.64 | 1.16 | 15 | 100595 | 6.288 | 15.8306 | -67.3011 | 0.2 | 72.1089 | 72.1089 | 72.1089 | 72.1089 | 322.9875 | 72.1089 | 671.8852 | 72.1089 | 74.7323 | 74.7323 | 74.7323 | 74.7323 | 382.4814 | 74.7323 | 629.1893 | 74.7323 | 252.7719 | 68.4276
|  | 6522 | 9 | 690 | 18 | 272 | 29 | 6 | 39 | 14.27 | 1.57 | 14 | 100575 | 6.099 | 6.3437 | -79.1401 | 0.2 | 41.8943 | 41.8943 | 41.8943 | 41.8943 | 89.131 | 41.8943 | 288.1196 | 41.8943 | 57.8182 | 57.8182 | 57.8182 | 57.8182 | 110.9287 | 57.8182 | 251.6349 | 57.8182 | 91.8728 | 64
|  | 6523 | 9 | 691 | 19 | 272 | 29 | 6 | 39 | 12.9 | 1.99 | 14 | 100556 | 5.893 | 0 | -90.4395 | 0.2 | 0 | 0 | 0 | 0 | 0 | 0 | 0 | 0 | 0 | 0 | 0 | 0 | 0 | 0 | 0 | 0 | 0 | 0
|  | 6524 | 9 | 692 | 20 | 272 | 29 | 6 | 39 | 12.48 | 1.68 | 37 | 100565 | 6.291 | 0 | -101.875 | 0.2 | 0 | 0 | 0 | 0 | 0 | 0 | 0 | 0 | 0 | 0 | 0 | 0 | 0 | 0 | 0 | 0 | 0 | 0
|  | 6525 | 9 | 693 | 21 | 272 | 29 | 6 | 39 | 12.06 | 1.38 | 61 | 100575 | 6.661 | 0 | -114.1551 | 0.2 | 0 | 0 | 0 | 0 | 0 | 0 | 0 | 0 | 0 | 0 | 0 | 0 | 0 | 0 | 0 | 0 | 0 | 0
|  | 6526 | 9 | 694 | 22 | 272 | 29 | 6 | 39 | 11.64 | 1.08 | 84 | 100585 | 7.007 | 0 | -128.0512 | 0.2 | 0 | 0 | 0 | 0 | 0 | 0 | 0 | 0 | 0 | 0 | 0 | 0 | 0 | 0 | 0 | 0 | 0 | 0
|  | 6527 | 9 | 695 | 23 | 272 | 29 | 6 | 39 | 10.32 | 1.1 | 121 | 100559 | 6.702 | 0 | -144.2956 | 0.2 | 0 | 0 | 0 | 0 | 0 | 0 | 0 | 0 | 0 | 0 | 0 | 0 | 0 | 0 | 0 | 0 | 0 | 0
|  | 6528 | 9 | 696 | 24 | 272 | 29 | 6 | 39 | 9.01 | 1.13 | 157 | 100533 | 6.397 | 0 | -163.1473 | 0.2 | 0 | 0 | 0 | 0 | 0 | 0 | 0 | 0 | 0 | 0 | 0 | 0 | 0 | 0 | 0 | 0 | 0 | 0
|  | 6529 | 9 | 697 | 1 | 273 | 30 | 7 | 39 | 7.69 | 1.16 | 193 | 100507 | 6.086 | 0 | 176.1812 | 0.2 | 0 | 0 | 0 | 0 | 0 | 0 | 0 | 0 | 0 | 0 | 0 | 0 | 0 | 0 | 0 | 0 | 0 | 0
|  | 6530 | 9 | 698 | 2 | 273 | 30 | 7 | 39 | 7.27 | 1.35 | 195 | 100454 | 5.951 | 0 | 155.9393 | 0.2 | 0 | 0 | 0 | 0 | 0 | 0 | 0 | 0 | 0 | 0 | 0 | 0 | 0 | 0 | 0 | 0 | 0 | 0
|  | 6531 | 9 | 699 | 3 | 273 | 30 | 7 | 39 | 6.84 | 1.54 | 196 | 100402 | 5.814 | 0 | 137.9227 | 0.2 | 0 | 0 | 0 | 0 | 0 | 0 | 0 | 0 | 0 | 0 | 0 | 0 | 0 | 0 | 0 | 0 | 0 | 0
|  | 6532 | 9 | 700 | 4 | 273 | 30 | 7 | 39 | 6.42 | 1.74 | 197 | 100349 | 5.684 | 0 | 122.5599 | 0.2 | 0 | 0 | 0 | 0 | 0 | 0 | 0 | 0 | 0 | 0 | 0 | 0 | 0 | 0 | 0 | 0 | 0 | 0
|  | 6533 | 9 | 701 | 5 | 273 | 30 | 7 | 39 | 6.54 | 1.82 | 201 | 100326 | 5.753 | 0 | 109.3264 | 0.2 | 0 | 0 | 0 | 0 | 0 | 0 | 0 | 0 | 0 | 0 | 0 | 0 | 0 | 0 | 0 | 0 | 0 | 0
|  | 6534 | 9 | 702 | 6 | 273 | 30 | 7 | 39 | 6.65 | 1.9 | 204 | 100303 | 5.819 | 0 | 97.435 | 0.2 | 0 | 0 | 0 | 0 | 0 | 0 | 0 | 0 | 0 | 0 | 0 | 0 | 0 | 0 | 0 | 0 | 0 | 0
|  | 6535 | 9 | 703 | 7 | 273 | 30 | 7 | 39 | 6.76 | 1.99 | 207 | 100280 | 5.885 | 0 | 86.1297 | 0.2 | 0 | 0 | 0 | 0 | 0 | 0 | 0 | 0 | 0 | 0 | 0 | 0 | 0 | 0 | 0 | 0 | 0 | 0
|  | 6536 | 9 | 704 | 8 | 273 | 30 | 7 | 39 | 9.39 | 2.12 | 214 | 100277 | 6.528 | 9.5279 | 74.7183 | 0.2 | 34.4762 | 34.4762 | 323.7445 | 34.4762 | 113.5118 | 34.4762 | 34.4762 | 34.4762 | 36.3856 | 36.3856 | 276.5189 | 36.3856 | 127.862 | 36.3856 | 36.3856 | 36.3856 | 81.0613 | 30.7299
|  | 6537 | 9 | 705 | 9 | 273 | 30 | 7 | 39 | 12.02 | 2.26 | 221 | 100274 | 7.169 | 18.7564 | 62.529 | 0.2 | 72.0582 | 72.0582 | 578.114 | 72.0582 | 335.1691 | 72.0582 | 72.0582 | 72.0582 | 70.059 | 70.059 | 564.8503 | 70.059 | 393.0623 | 70.059 | 70.059 | 70.059 | 252.8433 | 59.1585
|  | 6538 | 9 | 706 | 10 | 273 | 30 | 7 | 39 | 14.65 | 2.4 | 229 | 100271 | 7.788 | 26.9496 | 48.8936 | 0.2 | 95.1394 | 95.1394 | 205.6238 | 95.1394 | 191.5429 | 95.1394 | 95.1394 | 95.1394 | 130.1968 | 130.1968 | 261.0354 | 130.1968 | 251.0787 | 130.1968 | 130.1968 | 130.1968 | 218.4962 | 143.9469
|  | 6539 | 9 | 707 | 11 | 273 | 30 | 7 | 39 | 15.69 | 2.85 | 237 | 100198 | 7.54 | 33.4726 | 33.2559 | 0.2 | 125.3507 | 125.3507 | 233.0514 | 125.3507 | 289.5844 | 125.3507 | 125.3507 | 125.3507 | 167.6185 | 167.6185 | 335.5977 | 167.6185 | 375.5726 | 167.6185 | 183.2859 | 167.6185 | 313.8198 | 183.962
|  | 6540 | 9 | 708 | 12 | 273 | 30 | 7 | 39 | 16.73 | 3.3 | 245 | 100126 | 7.216 | 37.578 | 15.5173 | 0.2 | 147.4749 | 147.4749 | 228.7857 | 147.4749 | 440.3282 | 147.4749 | 147.4749 | 147.4749 | 179.8267 | 179.8267 | 402.695 | 179.8267 | 552.2781 | 179.8267 | 287.7042 | 179.8267 | 419.7371 | 185.8645
|  | 6541 | 9 | 709 | 13 | 273 | 30 | 7 | 39 | 17.78 | 3.75 | 254 | 100054 | 6.81 | 38.6191 | -3.5099 | 0.2 | 143.5193 | 143.5193 | 143.5193 | 143.5193 | 681.3613 | 143.5193 | 176.5083 | 143.5193 | 142.4142 | 142.4142 | 423.4645 | 142.4142 | 827.1029 | 142.4142 | 470.1179 | 142.4142 | 558.5907 | 128.1367
|  | 6542 | 9 | 710 | 14 | 273 | 30 | 7 | 39 | 17.64 | 3.97 | 258 | 100008 | 7.019 | 36.403 | -22.2246 | 0.2 | 149.0412 | 149.0412 | 149.0412 | 149.0412 | 518.3636 | 149.0412 | 299.9435 | 149.0412 | 175.3018 | 175.3018 | 276.6091 | 175.3018 | 644.4635 | 175.3018 | 490.0172 | 175.3018 | 473.2013 | 179.0288
|  | 6543 | 9 | 711 | 15 | 273 | 30 | 7 | 39 | 17.5 | 4.19 | 262 | 99963 | 7.224 | 31.3253 | -39.233 | 0.2 | 116.0094 | 116.0094 | 116.0094 | 116.0094 | 204.6633 | 116.0094 | 188.3989 | 116.0094 | 167.348 | 167.348 | 167.348 | 167.348 | 279.2918 | 167.348 | 267.7911 | 167.348 | 261.997 | 192.3385
|  | 6544 | 9 | 712 | 16 | 273 | 30 | 7 | 39 | 17.36 | 4.41 | 266 | 99917 | 7.426 | 24.108 | -54.0918 | 0.2 | 94.8088 | 94.8088 | 94.8088 | 94.8088 | 168.4078 | 94.8088 | 196.4511 | 94.8088 | 137.2664 | 137.2664 | 137.2664 | 137.2664 | 229.017 | 137.2664 | 248.8466 | 137.2664 | 214.3676 | 158.2118
|  | 6545 | 9 | 713 | 17 | 273 | 30 | 7 | 39 | 16.17 | 3.8 | 268 | 99930 | 7.334 | 15.4704 | -67.1228 | 0.2 | 41.0248 | 41.0248 | 41.0248 | 41.0248 | 45.7737 | 41.0248 | 52.2795 | 41.0248 | 64.4633 | 64.4633 | 64.4633 | 64.4633 | 70.212 | 64.4633 | 74.8123 | 64.4633 | 81 | 77.6191
|  | 6546 | 9 | 714 | 18 | 273 | 30 | 7 | 39 | 12.97 | 2.5 | 269 | 99943 | 6.955 | 5.9927 | -78.9492 | 0.2 | 35.9606 | 35.9606 | 35.9606 | 35.9606 | 75.2686 | 35.9606 | 237.2306 | 35.9606 | 48.6032 | 48.6032 | 48.6032 | 48.6032 | 91.6204 | 48.6032 | 206.1448 | 48.6032 | 74.009 | 52.4815
|  | 6547 | 9 | 715 | 19 | 273 | 30 | 7 | 39 | 12.78 | 2.46 | 271 | 99956 | 6.992 | 0 | -90.2438 | 0.2 | 0 | 0 | 0 | 0 | 0 | 0 | 0 | 0 | 0 | 0 | 0 | 0 | 0 | 0 | 0 | 0 | 0 | 0
|  | 6548 | 9 | 716 | 20 | 273 | 30 | 7 | 39 | 12.58 | 2.42 | 266 | 99972 | 7.021 | 0 | -101.6806 | 0.2 | 0 | 0 | 0 | 0 | 0 | 0 | 0 | 0 | 0 | 0 | 0 | 0 | 0 | 0 | 0 | 0 | 0 | 0
|  | 6549 | 9 | 717 | 21 | 273 | 30 | 7 | 39 | 12.38 | 2.38 | 260 | 99989 | 7.049 | 0 | -113.9716 | 0.2 | 0 | 0 | 0 | 0 | 0 | 0 | 0 | 0 | 0 | 0 | 0 | 0 | 0 | 0 | 0 | 0 | 0 | 0
|  | 6550 | 9 | 718 | 22 | 273 | 30 | 7 | 39 | 12.19 | 2.34 | 255 | 100005 | 7.079 | 0 | -127.8965 | 0.2 | 0 | 0 | 0 | 0 | 0 | 0 | 0 | 0 | 0 | 0 | 0 | 0 | 0 | 0 | 0 | 0 | 0 | 0
|  | 6551 | 9 | 719 | 23 | 273 | 30 | 7 | 39 | 11.99 | 2.3 | 250 | 99999 | 7.103 | 0 | -144.2019 | 0.2 | 0 | 0 | 0 | 0 | 0 | 0 | 0 | 0 | 0 | 0 | 0 | 0 | 0 | 0 | 0 | 0 | 0 | 0
|  | 6552 | 9 | 720 | 24 | 273 | 30 | 7 | 39 | 11.8 | 2.26 | 244 | 99992 | 7.131 | 0 | -163.1576 | 0.2 | 0 | 0 | 0 | 0 | 0 | 0 | 0 | 0 | 0 | 0 | 0 | 0 | 0 | 0 | 0 | 0 | 0 | 0
|  | 6553 | 10 | 1 | 1 | 274 | 1 | 1 | 40 | 11.6 | 2.22 | 238 | 99985 | 7.151 | 0 | 176.0412 | 0.2 | 0 | 0 | 0 | 0 | 0 | 0 | 0 | 0 | 0 | 0 | 0 | 0 | 0 | 0 | 0 | 0 | 0 | 0
|  | 6554 | 10 | 2 | 2 | 274 | 1 | 1 | 40 | 11.41 | 2.19 | 38 | 100372 | 7.147 | 0 | 155.6904 | 0.2 | 0 | 0 | 0 | 0 | 0 | 0 | 0 | 0 | 0 | 0 | 0 | 0 | 0 | 0 | 0 | 0 | 0 | 0
|  | 6555 | 10 | 3 | 3 | 274 | 1 | 1 | 40 | 11.21 | 2.15 | 41 | 100415 | 7.16 | 0 | 137.615 | 0.2 | 0 | 0 | 0 | 0 | 0 | 0 | 0 | 0 | 0 | 0 | 0 | 0 | 0 | 0 | 0 | 0 | 0 | 0
|  | 6556 | 10 | 4 | 4 | 274 | 1 | 1 | 40 | 11.02 | 2.11 | 44 | 100457 | 7.176 | 0 | 122.2329 | 0.2 | 0 | 0 | 0 | 0 | 0 | 0 | 0 | 0 | 0 | 0 | 0 | 0 | 0 | 0 | 0 | 0 | 0 | 0
|  | 6557 | 10 | 5 | 5 | 274 | 1 | 1 | 40 | 10.82 | 2.07 | 45 | 100474 | 7.189 | 0 | 108.9985 | 0.2 | 0 | 0 | 0 | 0 | 0 | 0 | 0 | 0 | 0 | 0 | 0 | 0 | 0 | 0 | 0 | 0 | 0 | 0
|  | 6558 | 10 | 6 | 6 | 274 | 1 | 1 | 40 | 10.62 | 2.03 | 47 | 100490 | 7.198 | 0 | 97.1114 | 0.2 | 0 | 0 | 0 | 0 | 0 | 0 | 0 | 0 | 0 | 0 | 0 | 0 | 0 | 0 | 0 | 0 | 0 | 0
|  | 6559 | 10 | 7 | 7 | 274 | 1 | 1 | 40 | 10.43 | 1.99 | 49 | 100507 | 7.212 | 0 | 85.8101 | 0.2 | 0 | 0 | 0 | 0 | 0 | 0 | 0 | 0 | 0 | 0 | 0 | 0 | 0 | 0 | 0 | 0 | 0 | 0
|  | 6560 | 10 | 8 | 8 | 274 | 1 | 1 | 40 | 10.23 | 1.95 | 55 | 100500 | 7.22 | 9.2809 | 74.4015 | 0.2 | 32.8991 | 32.8991 | 394.3118 | 32.8991 | 133.7968 | 32.8991 | 32.8991 | 32.8991 | 33.0588 | 33.0588 | 331.9745 | 33.0588 | 147.7626 | 33.0588 | 33.0588 | 33.0588 | 88.2174 | 26.8995
|  | 6561 | 10 | 9 | 9 | 274 | 1 | 1 | 40 | 10.04 | 1.91 | 60 | 100493 | 7.232 | 18.4895 | 62.2169 | 0.2 | 75.5066 | 75.5066 | 423.7452 | 75.5066 | 258.9803 | 75.5066 | 75.5066 | 75.5066 | 83.0157 | 83.0157 | 422.3278 | 83.0157 | 305.8214 | 83.0157 | 83.0157 | 83.0157 | 208.1105 | 76.4894
|  | 6562 | 10 | 10 | 10 | 274 | 1 | 1 | 40 | 13.75 | 2.29 | 66 | 100487 | 7.444 | 26.6529 | 48.5958 | 0.2 | 97.6519 | 97.6519 | 232.0781 | 97.6519 | 216.1821 | 97.6519 | 97.6519 | 97.6519 | 132.155 | 132.155 | 290.8154 | 132.155 | 279.5752 | 132.155 | 132.155 | 132.155 | 235.6879 | 145.7344
|  | 6563 | 10 | 11 | 11 | 274 | 1 | 1 | 40 | 14.8 | 2.33 | 67 | 100451 | 7.382 | 33.1393 | 32.9949 | 0.2 | 132.2444 | 132.2444 | 345.4427 | 132.2444 | 460.6053 | 132.2444 | 132.2444 | 132.2444 | 149.9251 | 149.9251 | 481.4159 | 149.9251 | 562.8481 | 149.9251 | 179.9079 | 149.9251 | 401.7073 | 146.107
|  | 6564 | 10 | 12 | 12 | 274 | 1 | 1 | 40 | 15.85 | 2.37 | 68 | 100415 | 7.268 | 37.209 | 15.3284 | 0.2 | 129.1565 | 129.1565 | 302.0963 | 129.1565 | 760.0892 | 129.1565 | 129.1565 | 129.1565 | 110.8754 | 110.8754 | 584.4034 | 110.8754 | 908.2533 | 110.8754 | 339.8297 | 110.8754 | 584.2247 | 87.4947
|  | 6565 | 10 | 13 | 13 | 274 | 1 | 1 | 40 | 16.9 | 2.41 | 69 | 100379 | 7.099 | 38.2263 | -3.595 | 0.2 | 151.1162 | 151.1162 | 151.1162 | 151.1162 | 411.4606 | 151.1162 | 167.4729 | 151.1162 | 196.1948 | 196.1948 | 329.9174 | 196.1948 | 525.5746 | 196.1948 | 353.0492 | 196.1948 | 418.8464 | 213.3774
|  | 6566 | 10 | 14 | 14 | 274 | 1 | 1 | 40 | 16.85 | 2.47 | 68 | 100366 | 7.208 | 36.0051 | -22.2029 | 0.2 | 143.5072 | 143.5072 | 143.5072 | 143.5072 | 351.975 | 143.5072 | 228.5937 | 143.5072 | 190.3338 | 190.3338 | 245.8662 | 190.3338 | 453.4404 | 190.3338 | 366.1966 | 190.3338 | 372.1705 | 208.5494
|  | 6567 | 10 | 15 | 15 | 274 | 1 | 1 | 40 | 16.81 | 2.53 | 67 | 100353 | 7.323 | 30.9368 | -39.1303 | 0.2 | 119.8499 | 119.8499 | 119.8499 | 119.8499 | 228.6601 | 119.8499 | 208.3732 | 119.8499 | 171.3079 | 171.3079 | 171.3079 | 171.3079 | 307.6968 | 171.3079 | 293.3519 | 171.3079 | 280.4266 | 196.3537
|  | 6568 | 10 | 16 | 16 | 274 | 1 | 1 | 40 | 16.76 | 2.59 | 66 | 100339 | 7.431 | 23.7347 | -53.9397 | 0.2 | 108.0027 | 108.0027 | 108.0027 | 108.0027 | 266.8219 | 108.0027 | 326.1156 | 108.0027 | 139.3461 | 139.3461 | 139.3461 | 139.3461 | 335.534 | 139.3461 | 377.461 | 139.3461 | 266.6781 | 148.0455
|  | 6569 | 10 | 17 | 17 | 274 | 1 | 1 | 40 | 15.64 | 2.39 | 57 | 100320 | 7.601 | 15.1111 | -66.9445 | 0.2 | 77.4703 | 77.4703 | 77.4703 | 77.4703 | 182.9101 | 77.4703 | 325.2031 | 77.4703 | 100.5794 | 100.5794 | 100.5794 | 100.5794 | 226.5446 | 100.5794 | 327.161 | 100.5794 | 179.1418 | 106.4398
|  | 6570 | 10 | 18 | 18 | 274 | 1 | 1 | 40 | 14.52 | 2.18 | 49 | 100300 | 7.709 | 5.6427 | -78.7579 | 0.2 | 31.9284 | 31.9284 | 31.9284 | 31.9284 | 126.6687 | 31.9284 | 508.5642 | 31.9284 | 39.8035 | 39.8035 | 39.8035 | 39.8035 | 140.7466 | 39.8035 | 410.7875 | 39.8035 | 89.9172 | 41.9023
|  | 6571 | 10 | 19 | 19 | 274 | 1 | 1 | 40 | 13.4 | 1.97 | 41 | 100280 | 7.759 | 0 | -90.0472 | 0.2 | 0 | 0 | 0 | 0 | 0 | 0 | 0 | 0 | 0 | 0 | 0 | 0 | 0 | 0 | 0 | 0 | 0 | 0
|  | 6572 | 10 | 20 | 20 | 274 | 1 | 1 | 40 | 12.82 | 1.93 | 44 | 100280 | 7.69 | 0 | -101.485 | 0.2 | 0 | 0 | 0 | 0 | 0 | 0 | 0 | 0 | 0 | 0 | 0 | 0 | 0 | 0 | 0 | 0 | 0 | 0
|  | 6573 | 10 | 21 | 21 | 274 | 1 | 1 | 40 | 12.24 | 1.88 | 47 | 100280 | 7.615 | 0 | -113.7863 | 0.2 | 0 | 0 | 0 | 0 | 0 | 0 | 0 | 0 | 0 | 0 | 0 | 0 | 0 | 0 | 0 | 0 | 0 | 0
|  | 6574 | 10 | 22 | 22 | 274 | 1 | 1 | 40 | 11.66 | 1.83 | 49 | 100280 | 7.533 | 0 | -127.7395 | 0.2 | 0 | 0 | 0 | 0 | 0 | 0 | 0 | 0 | 0 | 0 | 0 | 0 | 0 | 0 | 0 | 0 | 0 | 0
|  | 6575 | 10 | 23 | 23 | 274 | 1 | 1 | 40 | 11.41 | 1.53 | 48 | 100261 | 7.548 | 0 | -144.1059 | 0.2 | 0 | 0 | 0 | 0 | 0 | 0 | 0 | 0 | 0 | 0 | 0 | 0 | 0 | 0 | 0 | 0 | 0 | 0
|  | 6576 | 10 | 24 | 24 | 274 | 1 | 1 | 40 | 11.17 | 1.22 | 46 | 100241 | 7.565 | 0 | -163.1665 | 0.2 | 0 | 0 | 0 | 0 | 0 | 0 | 0 | 0 | 0 | 0 | 0 | 0 | 0 | 0 | 0 | 0 | 0 | 0
|  | 6577 | 10 | 25 | 1 | 275 | 2 | 2 | 40 | 10.92 | 0.91 | 45 | 100221 | 7.574 | 0 | 175.9014 | 0.2 | 0 | 0 | 0 | 0 | 0 | 0 | 0 | 0 | 0 | 0 | 0 | 0 | 0 | 0 | 0 | 0 | 0 | 0
|  | 6578 | 10 | 26 | 2 | 275 | 2 | 2 | 40 | 10.47 | 0.83 | 46 | 100218 | 7.285 | 0 | 155.4406 | 0.2 | 0 | 0 | 0 | 0 | 0 | 0 | 0 | 0 | 0 | 0 | 0 | 0 | 0 | 0 | 0 | 0 | 0 | 0
|  | 6579 | 10 | 27 | 3 | 275 | 2 | 2 | 40 | 10.01 | 0.74 | 47 | 100215 | 7.001 | 0 | 137.3067 | 0.2 | 0 | 0 | 0 | 0 | 0 | 0 | 0 | 0 | 0 | 0 | 0 | 0 | 0 | 0 | 0 | 0 | 0 | 0
|  | 6580 | 10 | 28 | 4 | 275 | 2 | 2 | 40 | 9.56 | 0.66 | 48 | 100212 | 6.732 | 0 | 121.9057 | 0.2 | 0 | 0 | 0 | 0 | 0 | 0 | 0 | 0 | 0 | 0 | 0 | 0 | 0 | 0 | 0 | 0 | 0 | 0
|  | 6581 | 10 | 29 | 5 | 275 | 2 | 2 | 40 | 9.7 | 0.62 | 99 | 100198 | 6.946 | 0 | 108.671 | 0.2 | 0 | 0 | 0 | 0 | 0 | 0 | 0 | 0 | 0 | 0 | 0 | 0 | 0 | 0 | 0 | 0 | 0 | 0
|  | 6582 | 10 | 30 | 6 | 275 | 2 | 2 | 40 | 9.83 | 0.58 | 149 | 100185 | 7.159 | 0 | 96.7887 | 0.2 | 0 | 0 | 0 | 0 | 0 | 0 | 0 | 0 | 0 | 0 | 0 | 0 | 0 | 0 | 0 | 0 | 0 | 0
|  | 6583 | 10 | 31 | 7 | 275 | 2 | 2 | 40 | 9.97 | 0.54 | 200 | 100172 | 7.381 | 0 | 85.4919 | 0.2 | 0 | 0 | 0 | 0 | 0 | 0 | 0 | 0 | 0 | 0 | 0 | 0 | 0 | 0 | 0 | 0 | 0 | 0
|  | 6584 | 10 | 32 | 8 | 275 | 2 | 2 | 40 | 11.38 | 0.41 | 229 | 100172 | 7.553 | 9.0331 | 74.0867 | 0.2 | 3.0651 | 3.0651 | 3.0651 | 3.0651 | 3.0651 | 3.0651 | 3.0651 | 3.0651 | 4.9188 | 4.9188 | 4.9188 | 4.9188 | 4.9188 | 4.9188 | 4.9188 | 4.9188 | 6 | 6
|  | 6585 | 10 | 33 | 9 | 275 | 2 | 2 | 40 | 12.79 | 0.28 | 258 | 100172 | 7.68 | 18.2216 | 61.9074 | 0.2 | 34.3924 | 34.3924 | 35.251 | 34.3924 | 34.8507 | 34.3924 | 34.3924 | 34.3924 | 54.4251 | 54.4251 | 55.2587 | 54.4251 | 54.9757 | 54.4251 | 54.4251 | 54.4251 | 66 | 65.6796
|  | 6586 | 10 | 34 | 10 | 275 | 2 | 2 | 40 | 14.2 | 0.15 | 287 | 100172 | 7.75 | 26.3553 | 48.3012 | 0.2 | 59.8245 | 59.8245 | 66.2014 | 59.8245 | 65.5059 | 59.8245 | 59.8245 | 59.8245 | 93.8404 | 93.8404 | 101.3415 | 93.8404 | 100.8497 | 93.8404 | 93.8404 | 93.8404 | 117 | 112.7687
|  | 6587 | 10 | 35 | 11 | 275 | 2 | 2 | 40 | 14.74 | 0.34 | 284 | 100140 | 7.664 | 32.8055 | 32.7375 | 0.2 | 38.8657 | 38.8657 | 38.8657 | 38.8657 | 38.8657 | 38.8657 | 38.8657 | 38.8657 | 61.417 | 61.417 | 61.417 | 61.417 | 61.417 | 61.417 | 61.417 | 61.417 | 74 | 74
|  | 6588 | 10 | 36 | 12 | 275 | 2 | 2 | 40 | 15.27 | 0.53 | 280 | 100107 | 7.556 | 36.84 | 15.1431 | 0.2 | 103.409 | 103.409 | 110.1607 | 103.409 | 128.3571 | 103.409 | 103.409 | 103.409 | 159.7617 | 159.7617 | 178.2275 | 159.7617 | 191.0943 | 159.7617 | 168.6793 | 159.7617 | 210.0446 | 190.6816
|  | 6589 | 10 | 37 | 13 | 275 | 2 | 2 | 40 | 15.81 | 0.72 | 276 | 100074 | 7.435 | 37.8341 | -3.6775 | 0.2 | 150.8674 | 150.8674 | 150.8674 | 150.8674 | 416.7816 | 150.8674 | 167.9585 | 150.8674 | 195.7299 | 195.7299 | 329.9763 | 195.7299 | 530.0913 | 195.7299 | 354.1468 | 195.7299 | 419.8247 | 212.8805
|  | 6590 | 10 | 38 | 14 | 275 | 2 | 2 | 40 | 16.22 | 0.93 | 271 | 100071 | 7.421 | 35.6079 | -22.18 | 0.2 | 88.1779 | 88.1779 | 88.1779 | 88.1779 | 102.2193 | 88.1779 | 93.9024 | 88.1779 | 137.1729 | 137.1729 | 140.8036 | 137.1729 | 154.7802 | 137.1729 | 148.8993 | 137.1729 | 175 | 164.1408
|  | 6591 | 10 | 39 | 15 | 275 | 2 | 2 | 40 | 16.64 | 1.15 | 265 | 100067 | 7.405 | 30.5492 | -39.0273 | 0.2 | 80.3784 | 80.3784 | 80.3784 | 80.3784 | 93.5784 | 80.3784 | 91.0779 | 80.3784 | 125.1945 | 125.1945 | 125.1945 | 125.1945 | 141.6195 | 125.1945 | 139.8514 | 125.1945 | 160 | 149.9715
|  | 6592 | 10 | 40 | 16 | 275 | 2 | 2 | 40 | 17.05 | 1.37 | 259 | 100064 | 7.378 | 23.3624 | -53.7876 | 0.2 | 64.2814 | 64.2814 | 64.2814 | 64.2814 | 74.4932 | 64.2814 | 78.2278 | 64.2814 | 100.4186 | 100.4186 | 100.4186 | 100.4186 | 112.9191 | 100.4186 | 115.5598 | 100.4186 | 128 | 120.5335
|  | 6593 | 10 | 41 | 17 | 275 | 2 | 2 | 40 | 15.68 | 1.25 | 271 | 100074 | 7.548 | 14.753 | -66.7659 | 0.2 | 51.5193 | 51.5193 | 51.5193 | 51.5193 | 67.7992 | 51.5193 | 89.4409 | 51.5193 | 79.921 | 79.921 | 79.921 | 79.921 | 99.117 | 79.921 | 114.4199 | 79.921 | 106.6883 | 95.821
|  | 6594 | 10 | 42 | 18 | 275 | 2 | 2 | 40 | 14.31 | 1.13 | 282 | 100084 | 7.629 | 5.294 | -78.5661 | 0.2 | 31.4659 | 31.4659 | 31.4659 | 31.4659 | 65.3612 | 31.4659 | 199.0564 | 31.4659 | 42.646 | 42.646 | 42.646 | 42.646 | 77.8168 | 42.646 | 172.3536 | 42.646 | 61.7519 | 45.9082
|  | 6595 | 10 | 43 | 19 | 275 | 2 | 2 | 40 | 12.94 | 1.01 | 294 | 100094 | 7.636 | 0 | -89.8497 | 0.2 | 0 | 0 | 0 | 0 | 0 | 0 | 0 | 0 | 0 | 0 | 0 | 0 | 0 | 0 | 0 | 0 | 0 | 0
|  | 6596 | 10 | 44 | 20 | 275 | 2 | 2 | 40 | 12.04 | 1.24 | 278 | 100123 | 7.424 | 0 | -101.2881 | 0.2 | 0 | 0 | 0 | 0 | 0 | 0 | 0 | 0 | 0 | 0 | 0 | 0 | 0 | 0 | 0 | 0 | 0 | 0
|  | 6597 | 10 | 45 | 21 | 275 | 2 | 2 | 40 | 11.15 | 1.47 | 263 | 100153 | 7.211 | 0 | -113.5991 | 0.2 | 0 | 0 | 0 | 0 | 0 | 0 | 0 | 0 | 0 | 0 | 0 | 0 | 0 | 0 | 0 | 0 | 0 | 0
|  | 6598 | 10 | 46 | 22 | 275 | 2 | 2 | 40 | 10.25 | 1.7 | 247 | 100182 | 6.991 | 0 | -127.5801 | 0.2 | 0 | 0 | 0 | 0 | 0 | 0 | 0 | 0 | 0 | 0 | 0 | 0 | 0 | 0 | 0 | 0 | 0 | 0
|  | 6599 | 10 | 47 | 23 | 275 | 2 | 2 | 40 | 9.95 | 1.84 | 239 | 100182 | 6.921 | 0 | -144.0074 | 0.2 | 0 | 0 | 0 | 0 | 0 | 0 | 0 | 0 | 0 | 0 | 0 | 0 | 0 | 0 | 0 | 0 | 0 | 0
|  | 6600 | 10 | 48 | 24 | 275 | 2 | 2 | 40 | 9.66 | 1.98 | 231 | 100182 | 6.855 | 0 | -163.1737 | 0.2 | 0 | 0 | 0 | 0 | 0 | 0 | 0 | 0 | 0 | 0 | 0 | 0 | 0 | 0 | 0 | 0 | 0 | 0
|  | 6601 | 10 | 49 | 1 | 276 | 3 | 3 | 40 | 9.36 | 2.12 | 223 | 100182 | 6.784 | 0 | 175.7619 | 0.2 | 0 | 0 | 0 | 0 | 0 | 0 | 0 | 0 | 0 | 0 | 0 | 0 | 0 | 0 | 0 | 0 | 0 | 0
|  | 6602 | 10 | 50 | 2 | 276 | 3 | 3 | 40 | 9.45 | 2.06 | 224 | 100195 | 6.744 | 0 | 155.1902 | 0.2 | 0 | 0 | 0 | 0 | 0 | 0 | 0 | 0 | 0 | 0 | 0 | 0 | 0 | 0 | 0 | 0 | 0 | 0
|  | 6603 | 10 | 51 | 3 | 276 | 3 | 3 | 40 | 9.53 | 2 | 224 | 100208 | 6.699 | 0 | 136.9978 | 0.2 | 0 | 0 | 0 | 0 | 0 | 0 | 0 | 0 | 0 | 0 | 0 | 0 | 0 | 0 | 0 | 0 | 0 | 0
|  | 6604 | 10 | 52 | 4 | 276 | 3 | 3 | 40 | 9.62 | 1.94 | 224 | 100221 | 6.658 | 0 | 121.5785 | 0.2 | 0 | 0 | 0 | 0 | 0 | 0 | 0 | 0 | 0 | 0 | 0 | 0 | 0 | 0 | 0 | 0 | 0 | 0
|  | 6605 | 10 | 53 | 5 | 276 | 3 | 3 | 40 | 9.39 | 2.13 | 221 | 100231 | 6.517 | 0 | 108.344 | 0.2 | 0 | 0 | 0 | 0 | 0 | 0 | 0 | 0 | 0 | 0 | 0 | 0 | 0 | 0 | 0 | 0 | 0 | 0
|  | 6606 | 10 | 54 | 6 | 276 | 3 | 3 | 40 | 9.16 | 2.32 | 218 | 100241 | 6.379 | 0 | 96.4671 | 0.2 | 0 | 0 | 0 | 0 | 0 | 0 | 0 | 0 | 0 | 0 | 0 | 0 | 0 | 0 | 0 | 0 | 0 | 0
|  | 6607 | 10 | 55 | 7 | 276 | 3 | 3 | 40 | 8.93 | 2.51 | 215 | 100251 | 6.243 | 0 | 85.1752 | 0.2 | 0 | 0 | 0 | 0 | 0 | 0 | 0 | 0 | 0 | 0 | 0 | 0 | 0 | 0 | 0 | 0 | 0 | 0
|  | 6608 | 10 | 56 | 8 | 276 | 3 | 3 | 40 | 10.84 | 2.92 | 219 | 100257 | 6.592 | 8.7845 | 73.7738 | 0.2 | 3.0648 | 3.0648 | 3.0648 | 3.0648 | 3.0648 | 3.0648 | 3.0648 | 3.0648 | 4.9186 | 4.9186 | 4.9186 | 4.9186 | 4.9186 | 4.9186 | 4.9186 | 4.9186 | 6 | 6
|  | 6609 | 10 | 57 | 9 | 276 | 3 | 3 | 40 | 12.75 | 3.34 | 223 | 100264 | 6.907 | 17.953 | 61.6005 | 0.2 | 19.7147 | 19.7147 | 19.7147 | 19.7147 | 19.7147 | 19.7147 | 19.7147 | 19.7147 | 31.3664 | 31.3664 | 31.3664 | 31.3664 | 31.3664 | 31.3664 | 31.3664 | 31.3664 | 38 | 38
|  | 6610 | 10 | 58 | 10 | 276 | 3 | 3 | 40 | 14.66 | 3.75 | 227 | 100271 | 7.172 | 26.057 | 48.0099 | 0.2 | 104.9139 | 104.9139 | 379.4602 | 104.9139 | 352.0309 | 104.9139 | 104.9139 | 104.9139 | 120.9037 | 120.9037 | 442.7509 | 120.9037 | 423.3555 | 120.9037 | 120.9037 | 120.9037 | 298.805 | 118.1906
|  | 6611 | 10 | 59 | 11 | 276 | 3 | 3 | 40 | 15.53 | 3.58 | 233 | 100228 | 7.14 | 32.4712 | 32.4841 | 0.2 | 129.9435 | 129.9435 | 352.2289 | 129.9435 | 479.0762 | 129.9435 | 129.9435 | 129.9435 | 145.6182 | 145.6182 | 489.0386 | 145.6182 | 578.7332 | 145.6182 | 174.6795 | 145.6182 | 404.3504 | 140.966
|  | 6612 | 10 | 60 | 12 | 276 | 3 | 3 | 40 | 16.4 | 3.4 | 238 | 100185 | 7.077 | 36.4711 | 14.9616 | 0.2 | 100.1256 | 100.1256 | 305.0075 | 100.1256 | 866.8115 | 100.1256 | 100.1256 | 100.1256 | 64.1174 | 64.1174 | 623.7832 | 64.1174 | 1021.0386 | 64.1174 | 334.0365 | 64.1174 | 625.0191 | 38.4141
|  | 6613 | 10 | 61 | 13 | 276 | 3 | 3 | 40 | 17.27 | 3.23 | 244 | 100143 | 6.98 | 37.4426 | -3.7573 | 0.2 | 108.0706 | 108.0706 | 108.0706 | 108.0706 | 880.565 | 108.0706 | 158.8014 | 108.0706 | 73.5215 | 73.5215 | 456.823 | 73.5215 | 1038.9312 | 73.5215 | 528.5672 | 73.5215 | 640.0309 | 47.2299
|  | 6614 | 10 | 62 | 14 | 276 | 3 | 3 | 40 | 17.53 | 2.98 | 245 | 100120 | 7.206 | 35.2118 | -22.1558 | 0.2 | 105.3814 | 105.3814 | 105.3814 | 105.3814 | 838.0829 | 105.3814 | 403.7318 | 105.3814 | 73.474 | 73.474 | 257.2971 | 73.474 | 986.361 | 73.474 | 679.2283 | 73.474 | 606.4737 | 48.1582
|  | 6615 | 10 | 63 | 15 | 276 | 3 | 3 | 40 | 17.8 | 2.74 | 246 | 100097 | 7.442 | 30.1628 | -38.9238 | 0.2 | 92.7925 | 92.7925 | 92.7925 | 92.7925 | 741.9459 | 92.7925 | 617.0383 | 92.7925 | 64.7172 | 64.7172 | 64.7172 | 64.7172 | 866.6218 | 64.7172 | 778.2988 | 64.7172 | 526.7547 | 41.8438
|  | 6616 | 10 | 64 | 16 | 276 | 3 | 3 | 40 | 18.06 | 2.5 | 247 | 100074 | 7.68 | 22.9913 | -53.6353 | 0.2 | 84.302 | 84.302 | 84.302 | 84.302 | 564.5806 | 84.302 | 736.5771 | 84.302 | 68.728 | 68.728 | 68.728 | 68.728 | 651.3601 | 68.728 | 772.98 | 68.728 | 394.6134 | 50.9258
|  | 6617 | 10 | 65 | 17 | 276 | 3 | 3 | 40 | 16.7 | 2.46 | 247 | 100077 | 7.495 | 14.3961 | -66.5871 | 0.2 | 66.0943 | 66.0943 | 66.0943 | 66.0943 | 334.6938 | 66.0943 | 686.4083 | 66.0943 | 67.0182 | 67.0182 | 67.0182 | 67.0182 | 379.6371 | 67.0182 | 628.3368 | 67.0182 | 233.4118 | 59.9015
|  | 6618 | 10 | 66 | 18 | 276 | 3 | 3 | 40 | 15.33 | 2.42 | 248 | 100081 | 7.276 | 4.9467 | -78.3738 | 0.2 | 28.79 | 28.79 | 28.79 | 28.79 | 129.0259 | 28.79 | 515.9714 | 28.79 | 35.6006 | 35.6006 | 35.6006 | 35.6006 | 136.9189 | 35.6006 | 410.5306 | 35.6006 | 80.1864 | 37.1366
|  | 6619 | 10 | 67 | 19 | 276 | 3 | 3 | 40 | 13.97 | 2.39 | 248 | 100084 | 7.04 | 0 | -89.6514 | 0.2 | 0 | 0 | 0 | 0 | 0 | 0 | 0 | 0 | 0 | 0 | 0 | 0 | 0 | 0 | 0 | 0 | 0 | 0
|  | 6620 | 10 | 68 | 20 | 276 | 3 | 3 | 40 | 13.43 | 2.43 | 238 | 100094 | 6.933 | 0 | -101.0898 | 0.2 | 0 | 0 | 0 | 0 | 0 | 0 | 0 | 0 | 0 | 0 | 0 | 0 | 0 | 0 | 0 | 0 | 0 | 0
|  | 6621 | 10 | 69 | 21 | 276 | 3 | 3 | 40 | 12.9 | 2.47 | 227 | 100103 | 6.829 | 0 | -113.41 | 0.2 | 0 | 0 | 0 | 0 | 0 | 0 | 0 | 0 | 0 | 0 | 0 | 0 | 0 | 0 | 0 | 0 | 0 | 0
|  | 6622 | 10 | 70 | 22 | 276 | 3 | 3 | 40 | 12.36 | 2.51 | 216 | 100113 | 6.718 | 0 | -127.4183 | 0.2 | 0 | 0 | 0 | 0 | 0 | 0 | 0 | 0 | 0 | 0 | 0 | 0 | 0 | 0 | 0 | 0 | 0 | 0
|  | 6623 | 10 | 71 | 23 | 276 | 3 | 3 | 40 | 12.39 | 2.63 | 212 | 100100 | 6.763 | 0 | -143.9064 | 0.2 | 0 | 0 | 0 | 0 | 0 | 0 | 0 | 0 | 0 | 0 | 0 | 0 | 0 | 0 | 0 | 0 | 0 | 0
|  | 6624 | 10 | 72 | 24 | 276 | 3 | 3 | 40 | 12.43 | 2.75 | 208 | 100087 | 6.812 | 0 | -163.1792 | 0.2 | 0 | 0 | 0 | 0 | 0 | 0 | 0 | 0 | 0 | 0 | 0 | 0 | 0 | 0 | 0 | 0 | 0 | 0
|  | 6625 | 10 | 73 | 1 | 277 | 4 | 4 | 40 | 12.46 | 2.87 | 203 | 100074 | 6.858 | 0 | 175.6227 | 0.2 | 0 | 0 | 0 | 0 | 0 | 0 | 0 | 0 | 0 | 0 | 0 | 0 | 0 | 0 | 0 | 0 | 0 | 0
|  | 6626 | 10 | 74 | 2 | 277 | 4 | 4 | 40 | 12.32 | 3 | 204 | 100054 | 7.015 | 0 | 154.9394 | 0.2 | 0 | 0 | 0 | 0 | 0 | 0 | 0 | 0 | 0 | 0 | 0 | 0 | 0 | 0 | 0 | 0 | 0 | 0
|  | 6627 | 10 | 75 | 3 | 277 | 4 | 4 | 40 | 12.19 | 3.14 | 204 | 100035 | 7.173 | 0 | 136.6886 | 0.2 | 0 | 0 | 0 | 0 | 0 | 0 | 0 | 0 | 0 | 0 | 0 | 0 | 0 | 0 | 0 | 0 | 0 | 0
|  | 6628 | 10 | 76 | 4 | 277 | 4 | 4 | 40 | 12.05 | 3.27 | 204 | 100015 | 7.323 | 0 | 121.2516 | 0.2 | 0 | 0 | 0 | 0 | 0 | 0 | 0 | 0 | 0 | 0 | 0 | 0 | 0 | 0 | 0 | 0 | 0 | 0
|  | 6629 | 10 | 77 | 5 | 277 | 4 | 4 | 40 | 11.98 | 3.23 | 205 | 99999 | 7.387 | 0 | 108.0179 | 0.2 | 0 | 0 | 0 | 0 | 0 | 0 | 0 | 0 | 0 | 0 | 0 | 0 | 0 | 0 | 0 | 0 | 0 | 0
|  | 6630 | 10 | 78 | 6 | 277 | 4 | 4 | 40 | 11.92 | 3.19 | 206 | 99982 | 7.455 | 0 | 96.1467 | 0.2 | 0 | 0 | 0 | 0 | 0 | 0 | 0 | 0 | 0 | 0 | 0 | 0 | 0 | 0 | 0 | 0 | 0 | 0
|  | 6631 | 10 | 79 | 7 | 277 | 4 | 4 | 40 | 11.85 | 3.14 | 208 | 99966 | 7.517 | 0 | 84.8601 | 0.2 | 0 | 0 | 0 | 0 | 0 | 0 | 0 | 0 | 0 | 0 | 0 | 0 | 0 | 0 | 0 | 0 | 0 | 0
|  | 6632 | 10 | 80 | 8 | 277 | 4 | 4 | 40 | 13.4 | 3.54 | 214 | 99969 | 7.956 | 8.5353 | 73.4631 | 0.2 | 10.8326 | 10.8326 | 10.8326 | 10.8326 | 10.8326 | 10.8326 | 10.8326 | 10.8326 | 17.2899 | 17.2899 | 17.2899 | 17.2899 | 17.2899 | 17.2899 | 17.2899 | 17.2899 | 21 | 21
|  | 6633 | 10 | 81 | 9 | 277 | 4 | 4 | 40 | 14.95 | 3.94 | 220 | 99972 | 8.394 | 17.6835 | 61.2963 | 0.2 | 58.9932 | 58.9932 | 180.04 | 58.9932 | 125.2746 | 58.9932 | 58.9932 | 58.9932 | 77.3288 | 77.3288 | 194.0342 | 77.3288 | 155.3092 | 77.3288 | 77.3288 | 77.3288 | 125.6362 | 81.6368
|  | 6634 | 10 | 82 | 10 | 277 | 4 | 4 | 40 | 16.5 | 4.33 | 226 | 99976 | 8.823 | 25.758 | 47.722 | 0.2 | 99.6112 | 99.6112 | 278.805 | 99.6112 | 262.5394 | 99.6112 | 99.6112 | 99.6112 | 126.2738 | 126.2738 | 335.6155 | 126.2738 | 324.114 | 126.2738 | 126.2738 | 126.2738 | 249.1788 | 132.3188
|  | 6635 | 10 | 83 | 11 | 277 | 4 | 4 | 40 | 16.96 | 4.86 | 231 | 99946 | 8.553 | 32.1366 | 32.2345 | 0.2 | 32.4816 | 32.4816 | 32.4816 | 32.4816 | 32.4816 | 32.4816 | 32.4816 | 32.4816 | 51.3998 | 51.3998 | 51.3998 | 51.3998 | 51.3998 | 51.3998 | 51.3998 | 51.3998 | 62 | 62
|  | 6636 | 10 | 84 | 12 | 277 | 4 | 4 | 40 | 17.42 | 5.38 | 236 | 99917 | 8.259 | 36.1023 | 14.7839 | 0.2 | 38.9161 | 38.9161 | 38.9161 | 38.9161 | 38.9161 | 38.9161 | 38.9161 | 38.9161 | 61.4526 | 61.4526 | 61.4526 | 61.4526 | 61.4526 | 61.4526 | 61.4526 | 61.4526 | 74 | 74
|  | 6637 | 10 | 85 | 13 | 277 | 4 | 4 | 40 | 17.88 | 5.9 | 241 | 99887 | 7.938 | 37.0518 | -3.8343 | 0.2 | 136.0838 | 136.0838 | 136.0838 | 136.0838 | 753.2929 | 136.0838 | 177.4499 | 136.0838 | 123.3156 | 123.3156 | 424.2991 | 123.3156 | 889.9821 | 123.3156 | 482.7996 | 123.3156 | 568.2785 | 101.2575
|  | 6638 | 10 | 86 | 14 | 277 | 4 | 4 | 40 | 17.88 | 5.33 | 239 | 99858 | 8.07 | 34.8168 | -22.1301 | 0.2 | 77.4604 | 77.4604 | 77.4604 | 77.4604 | 86.8419 | 77.4604 | 81.2756 | 77.4604 | 120.9552 | 120.9552 | 123.2377 | 120.9552 | 132.5691 | 120.9552 | 128.6332 | 120.9552 | 152 | 144.9568
|  | 6639 | 10 | 87 | 15 | 277 | 4 | 4 | 40 | 17.89 | 4.76 | 238 | 99828 | 8.208 | 29.7776 | -38.8198 | 0.2 | 113.7248 | 113.7248 | 113.7248 | 113.7248 | 211.3628 | 113.7248 | 192.2833 | 113.7248 | 163.6936 | 163.6936 | 163.6936 | 163.6936 | 283.4374 | 163.6936 | 269.9461 | 163.6936 | 259.7824 | 188.0771
|  | 6640 | 10 | 88 | 16 | 277 | 4 | 4 | 40 | 17.89 | 4.19 | 236 | 99799 | 8.34 | 22.6216 | -53.4828 | 0.2 | 109.002 | 109.002 | 109.002 | 109.002 | 315.0168 | 109.002 | 387.2405 | 109.002 | 135.4122 | 135.4122 | 135.4122 | 135.4122 | 383.0971 | 135.4122 | 434.1669 | 135.4122 | 284.506 | 140.2414
|  | 6641 | 10 | 89 | 17 | 277 | 4 | 4 | 40 | 17.19 | 3.89 | 228 | 99776 | 8.18 | 14.0406 | -66.408 | 0.2 | 65.205 | 65.205 | 65.205 | 65.205 | 329.6744 | 65.205 | 670.7831 | 65.205 | 67.2352 | 67.2352 | 67.2352 | 67.2352 | 371.0969 | 67.2352 | 612.2972 | 67.2352 | 226.2562 | 61.0002
|  | 6642 | 10 | 90 | 18 | 277 | 4 | 4 | 40 | 16.48 | 3.6 | 220 | 99753 | 8.011 | 4.601 | -78.181 | 0.2 | 26.8027 | 26.8027 | 26.8027 | 26.8027 | 107.207 | 26.8027 | 411.0396 | 26.8027 | 36.1221 | 36.1221 | 36.1221 | 36.1221 | 115.315 | 36.1221 | 330.157 | 36.1221 | 71.9482 | 40.3569
|  | 6643 | 10 | 91 | 19 | 277 | 4 | 4 | 40 | 15.78 | 3.3 | 212 | 99730 | 7.844 | 0 | -89.4522 | 0.2 | 0 | 0 | 0 | 0 | 0 | 0 | 0 | 0 | 0 | 0 | 0 | 0 | 0 | 0 | 0 | 0 | 0 | 0
|  | 6644 | 10 | 92 | 20 | 277 | 4 | 4 | 40 | 15.68 | 3.64 | 212 | 99723 | 7.734 | 0 | -100.8901 | 0.2 | 0 | 0 | 0 | 0 | 0 | 0 | 0 | 0 | 0 | 0 | 0 | 0 | 0 | 0 | 0 | 0 | 0 | 0
|  | 6645 | 10 | 93 | 21 | 277 | 4 | 4 | 40 | 15.57 | 3.98 | 211 | 99717 | 7.621 | 0 | -113.219 | 0.2 | 0 | 0 | 0 | 0 | 0 | 0 | 0 | 0 | 0 | 0 | 0 | 0 | 0 | 0 | 0 | 0 | 0 | 0
|  | 6646 | 10 | 94 | 22 | 277 | 4 | 4 | 40 | 15.47 | 4.32 | 211 | 99710 | 7.513 | 0 | -127.254 | 0.2 | 0 | 0 | 0 | 0 | 0 | 0 | 0 | 0 | 0 | 0 | 0 | 0 | 0 | 0 | 0 | 0 | 0 | 0
|  | 6647 | 10 | 95 | 23 | 277 | 4 | 4 | 40 | 15.47 | 4.32 | 214 | 99687 | 7.582 | 0 | -143.8027 | 0.2 | 0 | 0 | 0 | 0 | 0 | 0 | 0 | 0 | 0 | 0 | 0 | 0 | 0 | 0 | 0 | 0 | 0 | 0
|  | 6648 | 10 | 96 | 24 | 277 | 4 | 4 | 40 | 15.47 | 4.32 | 218 | 99664 | 7.65 | 0 | -163.1827 | 0.2 | 0 | 0 | 0 | 0 | 0 | 0 | 0 | 0 | 0 | 0 | 0 | 0 | 0 | 0 | 0 | 0 | 0 | 0
|  | 6649 | 10 | 97 | 1 | 278 | 5 | 5 | 40 | 15.47 | 4.32 | 221 | 99641 | 7.719 | 0 | 175.4842 | 0.2 | 0 | 0 | 0 | 0 | 0 | 0 | 0 | 0 | 0 | 0 | 0 | 0 | 0 | 0 | 0 | 0 | 0 | 0
|  | 6650 | 10 | 98 | 2 | 278 | 5 | 5 | 40 | 15.19 | 4.46 | 217 | 99609 | 7.754 | 0 | 154.6882 | 0.2 | 0 | 0 | 0 | 0 | 0 | 0 | 0 | 0 | 0 | 0 | 0 | 0 | 0 | 0 | 0 | 0 | 0 | 0
|  | 6651 | 10 | 99 | 3 | 278 | 5 | 5 | 40 | 14.9 | 4.59 | 213 | 99576 | 7.779 | 0 | 136.3793 | 0.2 | 0 | 0 | 0 | 0 | 0 | 0 | 0 | 0 | 0 | 0 | 0 | 0 | 0 | 0 | 0 | 0 | 0 | 0
|  | 6652 | 10 | 100 | 4 | 278 | 5 | 5 | 40 | 14.62 | 4.73 | 209 | 99543 | 7.807 | 0 | 120.925 | 0.2 | 0 | 0 | 0 | 0 | 0 | 0 | 0 | 0 | 0 | 0 | 0 | 0 | 0 | 0 | 0 | 0 | 0 | 0
|  | 6653 | 10 | 101 | 5 | 278 | 5 | 5 | 40 | 14.75 | 4.88 | 209 | 99501 | 7.849 | 0 | 107.6926 | 0.2 | 0 | 0 | 0 | 0 | 0 | 0 | 0 | 0 | 0 | 0 | 0 | 0 | 0 | 0 | 0 | 0 | 0 | 0
|  | 6654 | 10 | 102 | 6 | 278 | 5 | 5 | 40 | 14.88 | 5.03 | 208 | 99458 | 7.89 | 0 | 95.8276 | 0.2 | 0 | 0 | 0 | 0 | 0 | 0 | 0 | 0 | 0 | 0 | 0 | 0 | 0 | 0 | 0 | 0 | 0 | 0
|  | 6655 | 10 | 103 | 7 | 278 | 5 | 5 | 40 | 15.01 | 5.19 | 208 | 99415 | 7.932 | 0 | 84.5468 | 0.2 | 0 | 0 | 0 | 0 | 0 | 0 | 0 | 0 | 0 | 0 | 0 | 0 | 0 | 0 | 0 | 0 | 0 | 0
|  | 6656 | 10 | 104 | 8 | 278 | 5 | 5 | 40 | 15.89 | 5.65 | 210 | 99389 | 8.265 | 8.2854 | 73.1546 | 0.2 | 6.6709 | 6.6709 | 6.6709 | 6.6709 | 6.6709 | 6.6709 | 6.6709 | 6.6709 | 10.6786 | 10.6786 | 10.6786 | 10.6786 | 10.6786 | 10.6786 | 10.6786 | 10.6786 | 13 | 13
|  | 6657 | 10 | 105 | 9 | 278 | 5 | 5 | 40 | 16.78 | 6.11 | 212 | 99363 | 8.614 | 17.4132 | 60.995 | 0.2 | 9.7937 | 9.7937 | 9.7937 | 9.7937 | 9.7937 | 9.7937 | 9.7937 | 9.7937 | 15.6382 | 15.6382 | 15.6382 | 15.6382 | 15.6382 | 15.6382 | 15.6382 | 15.6382 | 19 | 19
|  | 6658 | 10 | 106 | 10 | 278 | 5 | 5 | 40 | 17.66 | 6.57 | 215 | 99337 | 8.964 | 25.4582 | 47.4376 | 0.2 | 61.5447 | 61.5447 | 69.535 | 61.5447 | 68.8825 | 61.5447 | 61.5447 | 61.5447 | 96.4243 | 96.4243 | 105.7264 | 96.4243 | 105.2649 | 96.4243 | 96.4243 | 96.4243 | 121 | 115.8353
|  | 6659 | 10 | 107 | 11 | 278 | 5 | 5 | 40 | 17.03 | 6.63 | 223 | 99356 | 9.403 | 31.8016 | 31.989 | 0.2 | 67.6698 | 67.6698 | 71.7603 | 67.6698 | 74.2188 | 67.6698 | 67.6698 | 67.6698 | 105.9882 | 105.9882 | 112.2662 | 105.9882 | 114.0046 | 105.9882 | 106.4813 | 105.9882 | 132 | 127.2121
|  | 6660 | 10 | 108 | 12 | 278 | 5 | 5 | 40 | 16.4 | 6.7 | 231 | 99376 | 9.791 | 35.7339 | 14.61 | 0.2 | 26.7108 | 26.7108 | 26.7108 | 26.7108 | 26.7108 | 26.7108 | 26.7108 | 26.7108 | 42.2749 | 42.2749 | 42.2749 | 42.2749 | 42.2749 | 42.2749 | 42.2749 | 42.2749 | 51 | 51
|  | 6661 | 10 | 109 | 13 | 278 | 5 | 5 | 40 | 15.77 | 6.77 | 238 | 99396 | 10.133 | 36.6618 | -3.9084 | 0.2 | 71.5497 | 71.5497 | 71.5497 | 71.5497 | 77.8762 | 71.5497 | 71.9819 | 71.5497 | 111.9757 | 111.9757 | 115.0076 | 111.9757 | 119.7868 | 111.9757 | 115.6189 | 111.9757 | 139 | 134.2799
|  | 6662 | 10 | 110 | 14 | 278 | 5 | 5 | 40 | 15.09 | 6.07 | 247 | 99540 | 9.852 | 34.423 | -22.1029 | 0.2 | 31.4535 | 31.4535 | 31.4535 | 31.4535 | 31.4535 | 31.4535 | 31.4535 | 31.4535 | 49.7557 | 49.7557 | 49.7557 | 49.7557 | 49.7557 | 49.7557 | 49.7557 | 49.7557 | 60 | 60
|  | 6663 | 10 | 111 | 15 | 278 | 5 | 5 | 40 | 14.41 | 5.37 | 255 | 99684 | 9.575 | 29.3938 | -38.7152 | 0.2 | 23.9956 | 23.9956 | 23.9956 | 23.9956 | 23.9956 | 23.9956 | 23.9956 | 23.9956 | 38.062 | 38.062 | 38.062 | 38.062 | 38.062 | 38.062 | 38.062 | 38.062 | 46 | 46
|  | 6664 | 10 | 112 | 16 | 278 | 5 | 5 | 40 | 13.72 | 4.68 | 263 | 99828 | 9.294 | 22.2533 | -53.3301 | 0.2 | 80.4251 | 80.4251 | 80.4251 | 80.4251 | 130.1879 | 80.4251 | 147.2603 | 80.4251 | 118.3993 | 118.3993 | 118.3993 | 118.3993 | 177.696 | 118.3993 | 189.7679 | 118.3993 | 171.3508 | 137.2556
|  | 6665 | 10 | 113 | 17 | 278 | 5 | 5 | 40 | 13.26 | 3.68 | 265 | 99930 | 8.923 | 13.6867 | -66.2287 | 0.2 | 19.1992 | 19.1992 | 19.1992 | 19.1992 | 19.1992 | 19.1992 | 19.1992 | 19.1992 | 30.5433 | 30.5433 | 30.5433 | 30.5433 | 30.5433 | 30.5433 | 30.5433 | 30.5433 | 37 | 37
|  | 6666 | 10 | 114 | 18 | 278 | 5 | 5 | 40 | 12.79 | 2.68 | 266 | 100031 | 8.56 | 4.2569 | -77.9876 | 0.2 | 24.5869 | 24.5869 | 24.5869 | 24.5869 | 54.7243 | 24.5869 | 166.2212 | 24.5869 | 33.7547 | 33.7547 | 33.7547 | 33.7547 | 62.6866 | 33.7547 | 141.5268 | 33.7547 | 47.5708 | 36.7924
|  | 6667 | 10 | 115 | 19 | 278 | 5 | 5 | 40 | 12.33 | 1.68 | 267 | 100133 | 8.216 | 0 | -89.252 | 0.2 | 0 | 0 | 0 | 0 | 0 | 0 | 0 | 0 | 0 | 0 | 0 | 0 | 0 | 0 | 0 | 0 | 0 | 0
|  | 6668 | 10 | 116 | 20 | 278 | 5 | 5 | 40 | 11.91 | 1.74 | 248 | 100156 | 8.07 | 0 | -100.689 | 0.2 | 0 | 0 | 0 | 0 | 0 | 0 | 0 | 0 | 0 | 0 | 0 | 0 | 0 | 0 | 0 | 0 | 0 | 0
|  | 6669 | 10 | 117 | 21 | 278 | 5 | 5 | 40 | 11.48 | 1.8 | 229 | 100179 | 7.922 | 0 | -113.0259 | 0.2 | 0 | 0 | 0 | 0 | 0 | 0 | 0 | 0 | 0 | 0 | 0 | 0 | 0 | 0 | 0 | 0 | 0 | 0
|  | 6670 | 10 | 118 | 22 | 278 | 5 | 5 | 40 | 11.06 | 1.86 | 209 | 100202 | 7.779 | 0 | -127.0871 | 0.2 | 0 | 0 | 0 | 0 | 0 | 0 | 0 | 0 | 0 | 0 | 0 | 0 | 0 | 0 | 0 | 0 | 0 | 0
|  | 6671 | 10 | 119 | 23 | 278 | 5 | 5 | 40 | 11.05 | 1.86 | 208 | 100195 | 7.815 | 0 | -143.6962 | 0.2 | 0 | 0 | 0 | 0 | 0 | 0 | 0 | 0 | 0 | 0 | 0 | 0 | 0 | 0 | 0 | 0 | 0 | 0
|  | 6672 | 10 | 120 | 24 | 278 | 5 | 5 | 40 | 11.05 | 1.85 | 206 | 100189 | 7.856 | 0 | -163.1842 | 0.2 | 0 | 0 | 0 | 0 | 0 | 0 | 0 | 0 | 0 | 0 | 0 | 0 | 0 | 0 | 0 | 0 | 0 | 0
|  | 6673 | 10 | 121 | 1 | 279 | 6 | 6 | 40 | 11.04 | 1.85 | 204 | 100182 | 7.892 | 0 | 175.3465 | 0.2 | 0 | 0 | 0 | 0 | 0 | 0 | 0 | 0 | 0 | 0 | 0 | 0 | 0 | 0 | 0 | 0 | 0 | 0
|  | 6674 | 10 | 122 | 2 | 279 | 6 | 6 | 40 | 11.39 | 2.26 | 200 | 100117 | 8.024 | 0 | 154.4369 | 0.2 | 0 | 0 | 0 | 0 | 0 | 0 | 0 | 0 | 0 | 0 | 0 | 0 | 0 | 0 | 0 | 0 | 0 | 0
|  | 6675 | 10 | 123 | 3 | 279 | 6 | 6 | 40 | 11.74 | 2.68 | 195 | 100051 | 8.156 | 0 | 136.0699 | 0.2 | 0 | 0 | 0 | 0 | 0 | 0 | 0 | 0 | 0 | 0 | 0 | 0 | 0 | 0 | 0 | 0 | 0 | 0
|  | 6676 | 10 | 124 | 4 | 279 | 6 | 6 | 40 | 12.09 | 3.09 | 191 | 99985 | 8.291 | 0 | 120.599 | 0.2 | 0 | 0 | 0 | 0 | 0 | 0 | 0 | 0 | 0 | 0 | 0 | 0 | 0 | 0 | 0 | 0 | 0 | 0
|  | 6677 | 10 | 125 | 5 | 279 | 6 | 6 | 40 | 12.52 | 3.58 | 198 | 99936 | 8.489 | 0 | 107.3684 | 0.2 | 0 | 0 | 0 | 0 | 0 | 0 | 0 | 0 | 0 | 0 | 0 | 0 | 0 | 0 | 0 | 0 | 0 | 0
|  | 6678 | 10 | 126 | 6 | 279 | 6 | 6 | 40 | 12.95 | 4.07 | 204 | 99887 | 8.689 | 0 | 95.51 | 0.2 | 0 | 0 | 0 | 0 | 0 | 0 | 0 | 0 | 0 | 0 | 0 | 0 | 0 | 0 | 0 | 0 | 0 | 0
|  | 6679 | 10 | 127 | 7 | 279 | 6 | 6 | 40 | 13.38 | 4.57 | 211 | 99838 | 8.894 | 0 | 84.2354 | 0.2 | 0 | 0 | 0 | 0 | 0 | 0 | 0 | 0 | 0 | 0 | 0 | 0 | 0 | 0 | 0 | 0 | 0 | 0
|  | 6680 | 10 | 128 | 8 | 279 | 6 | 6 | 40 | 14.85 | 4.94 | 216 | 99854 | 9.296 | 8.0348 | 72.8486 | 0.2 | 25.2816 | 25.2816 | 226.8384 | 25.2816 | 87.4867 | 25.2816 | 25.2816 | 25.2816 | 27.0318 | 27.0318 | 190.6088 | 27.0318 | 92.0722 | 27.0318 | 27.0318 | 27.0318 | 52.4294 | 22.6535
|  | 6681 | 10 | 129 | 9 | 279 | 6 | 6 | 40 | 16.31 | 5.32 | 220 | 99871 | 9.674 | 17.1422 | 60.6967 | 0.2 | 67.3141 | 67.3141 | 532.9732 | 67.3141 | 328.6654 | 67.3141 | 67.3141 | 67.3141 | 67.328 | 67.328 | 513.0643 | 67.328 | 368.5968 | 67.328 | 67.328 | 67.328 | 222.6081 | 57.9009
|  | 6682 | 10 | 130 | 10 | 279 | 6 | 6 | 40 | 17.78 | 5.7 | 224 | 99887 | 10.031 | 25.1579 | 47.157 | 0.2 | 101.9902 | 101.9902 | 482.2284 | 101.9902 | 454.6255 | 101.9902 | 101.9902 | 101.9902 | 105.109 | 105.109 | 546.2035 | 105.109 | 526.6854 | 105.109 | 105.109 | 105.109 | 337.5057 | 93.942
|  | 6683 | 10 | 131 | 11 | 279 | 6 | 6 | 40 | 18.81 | 5.89 | 230 | 99884 | 9.928 | 31.4664 | 31.7477 | 0.2 | 117.0279 | 117.0279 | 457.5961 | 117.0279 | 667.4304 | 117.0279 | 117.0279 | 117.0279 | 106.5156 | 106.5156 | 627.4273 | 106.5156 | 775.8025 | 106.5156 | 145.7912 | 106.5156 | 483.713 | 87.6008
|  | 6684 | 10 | 132 | 12 | 279 | 6 | 6 | 40 | 19.83 | 6.08 | 235 | 99881 | 9.757 | 35.3658 | 14.4402 | 0.2 | 127.7476 | 127.7476 | 286.2438 | 127.7476 | 743.2563 | 127.7476 | 127.7476 | 127.7476 | 113.3219 | 113.3219 | 544.3842 | 113.3219 | 867.5409 | 113.3219 | 320.2368 | 113.3219 | 542.0001 | 90.8822
|  | 6685 | 10 | 133 | 13 | 279 | 6 | 6 | 40 | 20.86 | 6.28 | 240 | 99877 | 9.52 | 36.2729 | -3.9796 | 0.2 | 119.4793 | 119.4793 | 119.4793 | 119.4793 | 841.1142 | 119.4793 | 169.6833 | 119.4793 | 92.8096 | 92.8096 | 432.676 | 92.8096 | 978.4485 | 92.8096 | 503.6752 | 92.8096 | 596.9505 | 66.1028
|  | 6686 | 10 | 134 | 14 | 279 | 6 | 6 | 40 | 20.81 | 5.69 | 240 | 99851 | 9.655 | 34.0306 | -22.0742 | 0.2 | 109.8082 | 109.8082 | 109.8082 | 109.8082 | 822.6609 | 109.8082 | 398.8939 | 109.8082 | 83.4484 | 83.4484 | 246.3447 | 83.4484 | 954.8222 | 83.4484 | 655.1737 | 83.4484 | 579.0287 | 59.5728
|  | 6687 | 10 | 135 | 15 | 279 | 6 | 6 | 40 | 20.76 | 5.11 | 240 | 99825 | 9.789 | 29.0115 | -38.6099 | 0.2 | 121.0609 | 121.0609 | 121.0609 | 121.0609 | 609.9026 | 121.0609 | 511.437 | 121.0609 | 119.3021 | 119.3021 | 119.3021 | 119.3021 | 710.2843 | 119.3021 | 640.6586 | 119.3021 | 451.7563 | 104.8229
|  | 6688 | 10 | 136 | 16 | 279 | 6 | 6 | 40 | 20.7 | 4.52 | 240 | 99799 | 9.916 | 21.8866 | -53.177 | 0.2 | 84.2853 | 84.2853 | 84.2853 | 84.2853 | 555.9693 | 84.2853 | 714.2713 | 84.2853 | 72.0879 | 72.0879 | 72.0879 | 72.0879 | 629.176 | 72.0879 | 741.1124 | 72.0879 | 371.9492 | 55.7916
|  | 6689 | 10 | 137 | 17 | 279 | 6 | 6 | 40 | 19.59 | 3.71 | 240 | 99825 | 9.549 | 13.3345 | -66.0489 | 0.2 | 74.2523 | 74.2523 | 74.2523 | 74.2523 | 271.9948 | 74.2523 | 519.4116 | 74.2523 | 88.8489 | 88.8489 | 88.8489 | 88.8489 | 310.314 | 88.8489 | 485.264 | 88.8489 | 205.1399 | 89.6835
|  | 6690 | 10 | 138 | 18 | 279 | 6 | 6 | 40 | 18.47 | 2.89 | 240 | 99851 | 9.175 | 3.9147 | -77.7936 | 0.2 | 18.6286 | 18.6286 | 18.6286 | 18.6286 | 34.1483 | 18.6286 | 90.3711 | 18.6286 | 26.8133 | 26.8133 | 26.8133 | 26.8133 | 41.3391 | 26.8133 | 81.0946 | 26.8133 | 35.3339 | 30.311
|  | 6691 | 10 | 139 | 19 | 279 | 6 | 6 | 40 | 17.36 | 2.07 | 240 | 99877 | 8.808 | 0 | -89.0508 | 0.2 | 0 | 0 | 0 | 0 | 0 | 0 | 0 | 0 | 0 | 0 | 0 | 0 | 0 | 0 | 0 | 0 | 0 | 0
|  | 6692 | 10 | 140 | 20 | 279 | 6 | 6 | 40 | 16.66 | 2.18 | 235 | 99897 | 8.651 | 0 | -100.4865 | 0.2 | 0 | 0 | 0 | 0 | 0 | 0 | 0 | 0 | 0 | 0 | 0 | 0 | 0 | 0 | 0 | 0 | 0 | 0
|  | 6693 | 10 | 141 | 21 | 279 | 6 | 6 | 40 | 15.97 | 2.29 | 230 | 99917 | 8.497 | 0 | -112.8308 | 0.2 | 0 | 0 | 0 | 0 | 0 | 0 | 0 | 0 | 0 | 0 | 0 | 0 | 0 | 0 | 0 | 0 | 0 | 0
|  | 6694 | 10 | 142 | 22 | 279 | 6 | 6 | 40 | 15.27 | 2.4 | 226 | 99936 | 8.33 | 0 | -126.9175 | 0.2 | 0 | 0 | 0 | 0 | 0 | 0 | 0 | 0 | 0 | 0 | 0 | 0 | 0 | 0 | 0 | 0 | 0 | 0
|  | 6695 | 10 | 143 | 23 | 279 | 6 | 6 | 40 | 15.08 | 2.73 | 221 | 99920 | 8.328 | 0 | -143.5868 | 0.2 | 0 | 0 | 0 | 0 | 0 | 0 | 0 | 0 | 0 | 0 | 0 | 0 | 0 | 0 | 0 | 0 | 0 | 0
|  | 6696 | 10 | 144 | 24 | 279 | 6 | 6 | 40 | 14.89 | 3.05 | 216 | 99904 | 8.324 | 0 | -163.1834 | 0.2 | 0 | 0 | 0 | 0 | 0 | 0 | 0 | 0 | 0 | 0 | 0 | 0 | 0 | 0 | 0 | 0 | 0 | 0
|  | 6697 | 10 | 145 | 1 | 280 | 7 | 7 | 40 | 14.7 | 3.38 | 211 | 99887 | 8.319 | 0 | 175.2096 | 0.2 | 0 | 0 | 0 | 0 | 0 | 0 | 0 | 0 | 0 | 0 | 0 | 0 | 0 | 0 | 0 | 0 | 0 | 0
|  | 6698 | 10 | 146 | 2 | 280 | 7 | 7 | 40 | 14.39 | 3.64 | 208 | 99851 | 8.209 | 0 | 154.1856 | 0.2 | 0 | 0 | 0 | 0 | 0 | 0 | 0 | 0 | 0 | 0 | 0 | 0 | 0 | 0 | 0 | 0 | 0 | 0
|  | 6699 | 10 | 147 | 3 | 280 | 7 | 7 | 40 | 14.07 | 3.89 | 204 | 99815 | 8.094 | 0 | 135.7607 | 0.2 | 0 | 0 | 0 | 0 | 0 | 0 | 0 | 0 | 0 | 0 | 0 | 0 | 0 | 0 | 0 | 0 | 0 | 0
|  | 6700 | 10 | 148 | 4 | 280 | 7 | 7 | 40 | 13.76 | 4.15 | 200 | 99779 | 7.986 | 0 | 120.2736 | 0.2 | 0 | 0 | 0 | 0 | 0 | 0 | 0 | 0 | 0 | 0 | 0 | 0 | 0 | 0 | 0 | 0 | 0 | 0
|  | 6701 | 10 | 149 | 5 | 280 | 7 | 7 | 40 | 14.11 | 4.3 | 202 | 99753 | 7.967 | 0 | 107.0453 | 0.2 | 0 | 0 | 0 | 0 | 0 | 0 | 0 | 0 | 0 | 0 | 0 | 0 | 0 | 0 | 0 | 0 | 0 | 0
|  | 6702 | 10 | 150 | 6 | 280 | 7 | 7 | 40 | 14.47 | 4.45 | 205 | 99727 | 7.949 | 0 | 95.1941 | 0.2 | 0 | 0 | 0 | 0 | 0 | 0 | 0 | 0 | 0 | 0 | 0 | 0 | 0 | 0 | 0 | 0 | 0 | 0
|  | 6703 | 10 | 151 | 7 | 280 | 7 | 7 | 40 | 14.82 | 4.59 | 207 | 99700 | 7.919 | 0 | 83.926 | 0.2 | 0 | 0 | 0 | 0 | 0 | 0 | 0 | 0 | 0 | 0 | 0 | 0 | 0 | 0 | 0 | 0 | 0 | 0
|  | 6704 | 10 | 152 | 8 | 280 | 7 | 7 | 40 | 16.58 | 4.93 | 211 | 99704 | 8.466 | 7.7836 | 72.545 | 0.2 | 25.3061 | 25.3061 | 356.1273 | 25.3061 | 129.3278 | 25.3061 | 25.3061 | 25.3061 | 24.9179 | 24.9179 | 292.3627 | 24.9179 | 131.9912 | 24.9179 | 24.9179 | 24.9179 | 67.001 | 19.5981
|  | 6705 | 10 | 153 | 9 | 280 | 7 | 7 | 40 | 18.33 | 5.26 | 216 | 99707 | 9.012 | 16.8706 | 60.4015 | 0.2 | 63.8751 | 63.8751 | 300.3639 | 63.8751 | 198.2113 | 63.8751 | 63.8751 | 63.8751 | 75.8111 | 75.8111 | 301.357 | 75.8111 | 229.1242 | 75.8111 | 75.8111 | 75.8111 | 156.7566 | 74.2753
|  | 6706 | 10 | 154 | 10 | 280 | 7 | 7 | 40 | 20.09 | 5.6 | 221 | 99710 | 9.561 | 24.8571 | 46.8801 | 0.2 | 72.5799 | 72.5799 | 110.3641 | 72.5799 | 107.9624 | 72.5799 | 72.5799 | 72.5799 | 107.8782 | 107.8782 | 151.5529 | 107.8782 | 149.8547 | 107.8782 | 107.8782 | 107.8782 | 149.4772 | 125.4961
|  | 6707 | 10 | 155 | 11 | 280 | 7 | 7 | 40 | 20.9 | 5.74 | 226 | 99697 | 9.618 | 31.1311 | 31.5105 | 0.2 | 69.9328 | 69.9328 | 74.8682 | 69.9328 | 77.9832 | 69.9328 | 69.9328 | 69.9328 | 109.4236 | 109.4236 | 116.9462 | 109.4236 | 119.1489 | 109.4236 | 109.9666 | 109.4236 | 137 | 131.2967
|  | 6708 | 10 | 156 | 12 | 280 | 7 | 7 | 40 | 21.71 | 5.89 | 232 | 99684 | 9.651 | 34.9982 | 14.2744 | 0.2 | 140.6344 | 140.6344 | 217.0062 | 140.6344 | 440.8133 | 140.6344 | 140.6344 | 140.6344 | 172.4282 | 172.4282 | 379.7808 | 172.4282 | 538.0363 | 172.4282 | 271.7747 | 172.4282 | 395.612 | 178.7429
|  | 6709 | 10 | 157 | 13 | 280 | 7 | 7 | 40 | 22.53 | 6.03 | 238 | 99671 | 9.667 | 35.885 | -4.0479 | 0.2 | 136.5975 | 136.5975 | 136.5975 | 136.5975 | 292.5725 | 136.5975 | 147.6353 | 136.5975 | 192.6788 | 192.6788 | 264.8668 | 192.6788 | 382.9626 | 192.6788 | 280.4765 | 192.6788 | 332.8834 | 219.7565
|  | 6710 | 10 | 158 | 14 | 280 | 7 | 7 | 40 | 22.22 | 5.23 | 242 | 99700 | 9.698 | 33.6396 | -22.0438 | 0.2 | 141.873 | 141.873 | 141.873 | 141.873 | 430.8425 | 141.873 | 258.8814 | 141.873 | 175.8973 | 175.8973 | 239.8446 | 175.8973 | 526.9143 | 175.8973 | 405.3195 | 175.8973 | 390.9902 | 183.5466
|  | 6711 | 10 | 159 | 15 | 280 | 7 | 7 | 40 | 21.91 | 4.44 | 245 | 99730 | 9.723 | 28.6309 | -38.504 | 0.2 | 78.1669 | 78.1669 | 78.1669 | 78.1669 | 92.6647 | 78.1669 | 89.7006 | 78.1669 | 121.7538 | 121.7538 | 121.7538 | 121.7538 | 139.1567 | 121.7538 | 137.0608 | 121.7538 | 156 | 145.8864
|  | 6712 | 10 | 160 | 16 | 280 | 7 | 7 | 40 | 21.59 | 3.64 | 249 | 99759 | 9.738 | 21.5216 | -53.0236 | 0.2 | 22.8794 | 22.8794 | 22.8794 | 22.8794 | 22.8794 | 22.8794 | 22.8794 | 22.8794 | 36.3557 | 36.3557 | 36.3557 | 36.3557 | 36.3557 | 36.3557 | 36.3557 | 36.3557 | 44 | 44
|  | 6713 | 10 | 161 | 17 | 280 | 7 | 7 | 40 | 20.6 | 3.25 | 249 | 99776 | 9.573 | 12.9842 | -65.8688 | 0.2 | 35.4054 | 35.4054 | 35.4054 | 35.4054 | 40.6064 | 35.4054 | 47.0154 | 35.4054 | 55.6692 | 55.6692 | 55.6692 | 55.6692 | 61.4211 | 55.6692 | 65.953 | 55.6692 | 70 | 67.0666
|  | 6714 | 10 | 162 | 18 | 280 | 7 | 7 | 40 | 19.6 | 2.86 | 250 | 99792 | 9.385 | 3.5744 | -77.599 | 0.2 | 5.6601 | 5.6601 | 5.6601 | 5.6601 | 5.6601 | 5.6601 | 5.6601 | 5.6601 | 9.0467 | 9.0467 | 9.0467 | 9.0467 | 9.0467 | 9.0467 | 9.0467 | 9.0467 | 11 | 11
|  | 6715 | 10 | 163 | 19 | 280 | 7 | 7 | 40 | 18.6 | 2.47 | 250 | 99809 | 9.179 | 0 | -88.8487 | 0.2 | 0 | 0 | 0 | 0 | 0 | 0 | 0 | 0 | 0 | 0 | 0 | 0 | 0 | 0 | 0 | 0 | 0 | 0
|  | 6716 | 10 | 164 | 20 | 280 | 7 | 7 | 40 | 18.06 | 2.29 | 253 | 99818 | 9.704 | 0 | -100.2824 | 0.2 | 0 | 0 | 0 | 0 | 0 | 0 | 0 | 0 | 0 | 0 | 0 | 0 | 0 | 0 | 0 | 0 | 0 | 0
|  | 6717 | 10 | 165 | 21 | 280 | 7 | 7 | 40 | 17.51 | 2.1 | 256 | 99828 | 10.176 | 0 | -112.6336 | 0.2 | 0 | 0 | 0 | 0 | 0 | 0 | 0 | 0 | 0 | 0 | 0 | 0 | 0 | 0 | 0 | 0 | 0 | 0
|  | 6718 | 10 | 166 | 22 | 280 | 7 | 7 | 40 | 16.97 | 1.92 | 260 | 99838 | 10.61 | 0 | -126.7452 | 0.2 | 0 | 0 | 0 | 0 | 0 | 0 | 0 | 0 | 0 | 0 | 0 | 0 | 0 | 0 | 0 | 0 | 0 | 0
|  | 6719 | 10 | 167 | 23 | 280 | 7 | 7 | 40 | 16.62 | 2.64 | 249 | 99802 | 10.748 | 0 | -143.4743 | 0.2 | 0 | 0 | 0 | 0 | 0 | 0 | 0 | 0 | 0 | 0 | 0 | 0 | 0 | 0 | 0 | 0 | 0 | 0
|  | 6720 | 10 | 168 | 24 | 280 | 7 | 7 | 40 | 16.27 | 3.37 | 238 | 99766 | 10.874 | 0 | -163.1802 | 0.2 | 0 | 0 | 0 | 0 | 0 | 0 | 0 | 0 | 0 | 0 | 0 | 0 | 0 | 0 | 0 | 0 | 0 | 0
|  | 6721 | 10 | 169 | 1 | 281 | 8 | 1 | 41 | 15.92 | 4.1 | 228 | 99730 | 10.989 | 0 | 175.0739 | 0.2 | 0 | 0 | 0 | 0 | 0 | 0 | 0 | 0 | 0 | 0 | 0 | 0 | 0 | 0 | 0 | 0 | 0 | 0
|  | 6722 | 10 | 170 | 2 | 281 | 8 | 1 | 41 | 15.71 | 4.05 | 228 | 99691 | 10.887 | 0 | 153.9345 | 0.2 | 0 | 0 | 0 | 0 | 0 | 0 | 0 | 0 | 0 | 0 | 0 | 0 | 0 | 0 | 0 | 0 | 0 | 0
|  | 6723 | 10 | 171 | 3 | 281 | 8 | 1 | 41 | 15.5 | 4 | 229 | 99651 | 10.784 | 0 | 135.4518 | 0.2 | 0 | 0 | 0 | 0 | 0 | 0 | 0 | 0 | 0 | 0 | 0 | 0 | 0 | 0 | 0 | 0 | 0 | 0
|  | 6724 | 10 | 172 | 4 | 281 | 8 | 1 | 41 | 15.29 | 3.94 | 230 | 99612 | 10.683 | 0 | 119.9491 | 0.2 | 0 | 0 | 0 | 0 | 0 | 0 | 0 | 0 | 0 | 0 | 0 | 0 | 0 | 0 | 0 | 0 | 0 | 0
|  | 6725 | 10 | 173 | 5 | 281 | 8 | 1 | 41 | 15.29 | 3.23 | 235 | 99615 | 10.752 | 0 | 106.7236 | 0.2 | 0 | 0 | 0 | 0 | 0 | 0 | 0 | 0 | 0 | 0 | 0 | 0 | 0 | 0 | 0 | 0 | 0 | 0
|  | 6726 | 10 | 174 | 6 | 281 | 8 | 1 | 41 | 15.3 | 2.51 | 239 | 99618 | 10.83 | 0 | 94.8798 | 0.2 | 0 | 0 | 0 | 0 | 0 | 0 | 0 | 0 | 0 | 0 | 0 | 0 | 0 | 0 | 0 | 0 | 0 | 0
|  | 6727 | 10 | 175 | 7 | 281 | 8 | 1 | 41 | 15.3 | 1.79 | 244 | 99622 | 10.899 | 0 | 83.6188 | 0.2 | 0 | 0 | 0 | 0 | 0 | 0 | 0 | 0 | 0 | 0 | 0 | 0 | 0 | 0 | 0 | 0 | 0 | 0
|  | 6728 | 10 | 176 | 8 | 281 | 8 | 1 | 41 | 15.32 | 2.8 | 256 | 99759 | 10.879 | 7.5317 | 72.2442 | 0.2 | 6.6724 | 6.6724 | 6.6724 | 6.6724 | 6.6724 | 6.6724 | 6.6724 | 6.6724 | 10.6796 | 10.6796 | 10.6796 | 10.6796 | 10.6796 | 10.6796 | 10.6796 | 10.6796 | 13 | 13
|  | 6729 | 10 | 177 | 9 | 281 | 8 | 1 | 41 | 15.33 | 3.81 | 268 | 99897 | 10.852 | 16.5982 | 60.1095 | 0.2 | 44.3332 | 44.3332 | 78.9894 | 44.3332 | 64.2537 | 44.3332 | 44.3332 | 44.3332 | 66.5484 | 66.5484 | 99.4793 | 66.5484 | 89.0596 | 66.5484 | 66.5484 | 66.5484 | 89.7505 | 77.8353
|  | 6730 | 10 | 178 | 10 | 281 | 8 | 1 | 41 | 15.35 | 4.81 | 281 | 100035 | 10.832 | 24.5557 | 46.607 | 0.2 | 47.7069 | 47.7069 | 50.02 | 47.7069 | 49.8938 | 47.7069 | 47.7069 | 47.7069 | 75.1959 | 75.1959 | 77.86 | 75.1959 | 77.7707 | 75.1959 | 75.1959 | 75.1959 | 92 | 90.5456
|  | 6731 | 10 | 179 | 11 | 281 | 8 | 1 | 41 | 14.98 | 4.65 | 298 | 100117 | 10.049 | 30.7957 | 31.2777 | 0.2 | 22.4315 | 22.4315 | 22.4315 | 22.4315 | 22.4315 | 22.4315 | 22.4315 | 22.4315 | 35.5804 | 35.5804 | 35.5804 | 35.5804 | 35.5804 | 35.5804 | 35.5804 | 35.5804 | 43 | 43
|  | 6732 | 10 | 180 | 12 | 281 | 8 | 1 | 41 | 14.6 | 4.48 | 314 | 100198 | 9.292 | 34.6312 | 14.1127 | 0.2 | 96.2974 | 96.2974 | 102.2832 | 96.2974 | 120.1057 | 96.2974 | 96.2974 | 96.2974 | 149.0588 | 149.0588 | 165.2806 | 149.0588 | 177.883 | 149.0588 | 156.8153 | 149.0588 | 195.0458 | 178.0907
|  | 6733 | 10 | 181 | 13 | 281 | 8 | 1 | 41 | 14.23 | 4.32 | 331 | 100280 | 8.573 | 35.4983 | -4.113 | 0.2 | 145.4745 | 145.4745 | 145.4745 | 145.4745 | 460.7454 | 145.4745 | 168.1453 | 145.4745 | 178.4736 | 178.4736 | 321.8581 | 178.4736 | 560.819 | 178.4736 | 353.9195 | 178.4736 | 410.6846 | 185.2375
|  | 6734 | 10 | 182 | 14 | 281 | 8 | 1 | 41 | 13.98 | 3.98 | 342 | 100336 | 7.941 | 33.2502 | -22.0117 | 0.2 | 134.7476 | 134.7476 | 134.7476 | 134.7476 | 340.458 | 134.7476 | 217.909 | 134.7476 | 179.9352 | 179.9352 | 223.9975 | 179.9352 | 428.2607 | 179.9352 | 341.6055 | 179.9352 | 343.2165 | 197.7416
|  | 6735 | 10 | 183 | 15 | 281 | 8 | 1 | 41 | 13.73 | 3.65 | 353 | 100392 | 7.328 | 28.2521 | -38.3973 | 0.2 | 126.0644 | 126.0644 | 126.0644 | 126.0644 | 486.3634 | 126.0644 | 411.6059 | 126.0644 | 144.4416 | 144.4416 | 144.4416 | 144.4416 | 573.8965 | 144.4416 | 521.0349 | 144.4416 | 389.9474 | 142.9055
|  | 6736 | 10 | 184 | 16 | 281 | 8 | 1 | 41 | 13.48 | 3.31 | 4 | 100448 | 6.735 | 21.1586 | -52.8698 | 0.2 | 108.0812 | 108.0812 | 108.0812 | 108.0812 | 379.9357 | 108.0812 | 467.1435 | 108.0812 | 128.3206 | 128.3206 | 128.3206 | 128.3206 | 443.8077 | 128.3206 | 505.4729 | 128.3206 | 303.2227 | 128.911
|  | 6737 | 10 | 185 | 17 | 281 | 8 | 1 | 41 | 12.98 | 2.69 | 11 | 100500 | 6.764 | 12.6359 | -65.6882 | 0.2 | 58.7361 | 58.7361 | 58.7361 | 58.7361 | 339.3455 | 58.7361 | 679.8769 | 58.7361 | 59.1903 | 59.1903 | 59.1903 | 59.1903 | 365.6575 | 59.1903 | 606.4496 | 59.1903 | 205.1075 | 52.3069
|  | 6738 | 10 | 186 | 18 | 281 | 8 | 1 | 41 | 12.47 | 2.08 | 19 | 100552 | 6.779 | 3.2363 | -77.4037 | 0.2 | 26.0903 | 26.0903 | 26.0903 | 26.0903 | 44.1229 | 26.0903 | 106.788 | 26.0903 | 37.5152 | 37.5152 | 37.5152 | 37.5152 | 53.5723 | 37.5152 | 97.8832 | 37.5152 | 46.6755 | 42
|  | 6739 | 10 | 187 | 19 | 281 | 8 | 1 | 41 | 11.96 | 1.46 | 26 | 100605 | 6.784 | 0 | -88.6455 | 0.2 | 0 | 0 | 0 | 0 | 0 | 0 | 0 | 0 | 0 | 0 | 0 | 0 | 0 | 0 | 0 | 0 | 0 | 0
|  | 6740 | 10 | 188 | 20 | 281 | 8 | 1 | 41 | 11.61 | 1.68 | 34 | 100634 | 6.76 | 0 | -100.0769 | 0.2 | 0 | 0 | 0 | 0 | 0 | 0 | 0 | 0 | 0 | 0 | 0 | 0 | 0 | 0 | 0 | 0 | 0 | 0
|  | 6741 | 10 | 189 | 21 | 281 | 8 | 1 | 41 | 11.27 | 1.89 | 42 | 100664 | 6.738 | 0 | -112.4342 | 0.2 | 0 | 0 | 0 | 0 | 0 | 0 | 0 | 0 | 0 | 0 | 0 | 0 | 0 | 0 | 0 | 0 | 0 | 0
|  | 6742 | 10 | 190 | 22 | 281 | 8 | 1 | 41 | 10.92 | 2.11 | 50 | 100693 | 6.708 | 0 | -126.57 | 0.2 | 0 | 0 | 0 | 0 | 0 | 0 | 0 | 0 | 0 | 0 | 0 | 0 | 0 | 0 | 0 | 0 | 0 | 0
|  | 6743 | 10 | 191 | 23 | 281 | 8 | 1 | 41 | 10.68 | 2.05 | 56 | 100693 | 6.726 | 0 | -143.3586 | 0.2 | 0 | 0 | 0 | 0 | 0 | 0 | 0 | 0 | 0 | 0 | 0 | 0 | 0 | 0 | 0 | 0 | 0 | 0
|  | 6744 | 10 | 192 | 24 | 281 | 8 | 1 | 41 | 10.43 | 1.98 | 63 | 100693 | 6.735 | 0 | -163.1744 | 0.2 | 0 | 0 | 0 | 0 | 0 | 0 | 0 | 0 | 0 | 0 | 0 | 0 | 0 | 0 | 0 | 0 | 0 | 0
|  | 6745 | 10 | 193 | 1 | 282 | 9 | 2 | 41 | 10.19 | 1.92 | 69 | 100693 | 6.748 | 0 | 174.9394 | 0.2 | 0 | 0 | 0 | 0 | 0 | 0 | 0 | 0 | 0 | 0 | 0 | 0 | 0 | 0 | 0 | 0 | 0 | 0
|  | 6746 | 10 | 194 | 2 | 282 | 9 | 2 | 41 | 9.91 | 1.78 | 74 | 100670 | 6.611 | 0 | 153.6838 | 0.2 | 0 | 0 | 0 | 0 | 0 | 0 | 0 | 0 | 0 | 0 | 0 | 0 | 0 | 0 | 0 | 0 | 0 | 0
|  | 6747 | 10 | 195 | 3 | 282 | 9 | 2 | 41 | 9.63 | 1.65 | 79 | 100647 | 6.477 | 0 | 135.1433 | 0.2 | 0 | 0 | 0 | 0 | 0 | 0 | 0 | 0 | 0 | 0 | 0 | 0 | 0 | 0 | 0 | 0 | 0 | 0
|  | 6748 | 10 | 196 | 4 | 282 | 9 | 2 | 41 | 9.35 | 1.52 | 84 | 100624 | 6.345 | 0 | 119.6256 | 0.2 | 0 | 0 | 0 | 0 | 0 | 0 | 0 | 0 | 0 | 0 | 0 | 0 | 0 | 0 | 0 | 0 | 0 | 0
|  | 6749 | 10 | 197 | 5 | 282 | 9 | 2 | 41 | 9.16 | 1.25 | 91 | 100588 | 6.303 | 0 | 106.4033 | 0.2 | 0 | 0 | 0 | 0 | 0 | 0 | 0 | 0 | 0 | 0 | 0 | 0 | 0 | 0 | 0 | 0 | 0 | 0
|  | 6750 | 10 | 198 | 6 | 282 | 9 | 2 | 41 | 8.97 | 0.98 | 97 | 100552 | 6.261 | 0 | 94.5675 | 0.2 | 0 | 0 | 0 | 0 | 0 | 0 | 0 | 0 | 0 | 0 | 0 | 0 | 0 | 0 | 0 | 0 | 0 | 0
|  | 6751 | 10 | 199 | 7 | 282 | 9 | 2 | 41 | 8.78 | 0.72 | 103 | 100516 | 6.22 | 0 | 83.314 | 0.2 | 0 | 0 | 0 | 0 | 0 | 0 | 0 | 0 | 0 | 0 | 0 | 0 | 0 | 0 | 0 | 0 | 0 | 0
|  | 6752 | 10 | 200 | 8 | 282 | 9 | 2 | 41 | 9.67 | 0.68 | 113 | 100500 | 6.268 | 7.2794 | 71.9461 | 0.2 | 9.7974 | 9.7974 | 9.7974 | 9.7974 | 9.7974 | 9.7974 | 9.7974 | 9.7974 | 15.6408 | 15.6408 | 15.6408 | 15.6408 | 15.6408 | 15.6408 | 15.6408 | 15.6408 | 19 | 19
|  | 6753 | 10 | 201 | 9 | 282 | 9 | 2 | 41 | 10.57 | 0.64 | 123 | 100484 | 6.3 | 16.3253 | 59.821 | 0.2 | 61.5797 | 61.5797 | 277.3676 | 61.5797 | 187.0657 | 61.5797 | 61.5797 | 61.5797 | 73.7972 | 73.7972 | 278.082 | 73.7972 | 214.2288 | 73.7972 | 73.7972 | 73.7972 | 145.6914 | 72.577
|  | 6754 | 10 | 202 | 10 | 282 | 9 | 2 | 41 | 11.46 | 0.61 | 134 | 100467 | 6.305 | 24.254 | 46.338 | 0.2 | 93.0429 | 93.0429 | 256.6 | 93.0429 | 249.1342 | 93.0429 | 93.0429 | 93.0429 | 118.7613 | 118.7613 | 306.4421 | 118.7613 | 301.163 | 118.7613 | 118.7613 | 118.7613 | 226.5737 | 124.71
|  | 6755 | 10 | 203 | 11 | 282 | 9 | 2 | 41 | 12.59 | 0.76 | 147 | 100382 | 6.401 | 30.4604 | 31.0493 | 0.2 | 125.7694 | 125.7694 | 379.8819 | 125.7694 | 547.8599 | 125.7694 | 125.7694 | 125.7694 | 133.4229 | 133.4229 | 517.993 | 133.4229 | 636.7714 | 133.4229 | 158.6238 | 133.4229 | 412.942 | 123.1901
|  | 6756 | 10 | 204 | 12 | 282 | 9 | 2 | 41 | 13.72 | 0.91 | 160 | 100297 | 6.468 | 34.2648 | 13.9552 | 0.2 | 132.4662 | 132.4662 | 182.9982 | 132.4662 | 335.8159 | 132.4662 | 132.4662 | 132.4662 | 176.571 | 176.571 | 313.2393 | 176.571 | 421.2977 | 176.571 | 241.7763 | 176.571 | 336.4228 | 193.6767
|  | 6757 | 10 | 205 | 13 | 282 | 9 | 2 | 41 | 14.86 | 1.06 | 174 | 100212 | 6.508 | 35.1129 | -4.175 | 0.2 | 118.6201 | 118.6201 | 118.6201 | 118.6201 | 207.9424 | 118.6201 | 125.1404 | 118.6201 | 172.0608 | 172.0608 | 211.9795 | 172.0608 | 279.7504 | 172.0608 | 221.2006 | 172.0608 | 260.9599 | 197.9859
|  | 6758 | 10 | 206 | 14 | 282 | 9 | 2 | 41 | 15.21 | 1.68 | 190 | 100126 | 6.955 | 32.8626 | -21.9779 | 0.2 | 122.7916 | 122.7916 | 122.7916 | 122.7916 | 239.5951 | 122.7916 | 169.9308 | 122.7916 | 176.0383 | 176.0383 | 200.2422 | 176.0383 | 316.1673 | 176.0383 | 266.9071 | 176.0383 | 283.2577 | 201.889
|  | 6759 | 10 | 207 | 15 | 282 | 9 | 2 | 41 | 15.56 | 2.3 | 206 | 100041 | 7.418 | 27.8751 | -38.2897 | 0.2 | 105.2115 | 105.2115 | 105.2115 | 105.2115 | 194.9871 | 105.2115 | 176.0858 | 105.2115 | 152.3629 | 152.3629 | 152.3629 | 152.3629 | 258.6222 | 152.3629 | 245.257 | 152.3629 | 235.9813 | 175.4836
|  | 6760 | 10 | 208 | 16 | 282 | 9 | 2 | 41 | 15.91 | 2.92 | 222 | 99956 | 7.9 | 20.7976 | -52.7155 | 0.2 | 60.0432 | 60.0432 | 60.0432 | 60.0432 | 71.8126 | 60.0432 | 75.5014 | 60.0432 | 93.7967 | 93.7967 | 93.7967 | 93.7967 | 107.3369 | 93.7967 | 109.9453 | 93.7967 | 120 | 112.6207
|  | 6761 | 10 | 209 | 17 | 282 | 9 | 2 | 41 | 15.16 | 2.71 | 218 | 99910 | 8.063 | 12.2897 | -65.5072 | 0.2 | 37.0099 | 37.0099 | 37.0099 | 37.0099 | 44.9565 | 37.0099 | 54.4529 | 37.0099 | 58.0169 | 58.0169 | 58.0169 | 58.0169 | 66.5887 | 58.0169 | 73.3037 | 58.0169 | 74 | 69.8243
|  | 6762 | 10 | 210 | 18 | 282 | 9 | 2 | 41 | 14.41 | 2.49 | 214 | 99864 | 8.191 | 2.9004 | -77.2078 | 0.2 | 21.7479 | 21.7479 | 21.7479 | 21.7479 | 51.6192 | 21.7479 | 153.3095 | 21.7479 | 30.2001 | 30.2001 | 30.2001 | 30.2001 | 56.1555 | 30.2001 | 128.0614 | 30.2001 | 39.9955 | 33.1603
|  | 6763 | 10 | 211 | 19 | 282 | 9 | 2 | 41 | 13.66 | 2.28 | 210 | 99818 | 8.287 | 0 | -88.4414 | 0.2 | 0 | 0 | 0 | 0 | 0 | 0 | 0 | 0 | 0 | 0 | 0 | 0 | 0 | 0 | 0 | 0 | 0 | 0
|  | 6764 | 10 | 212 | 20 | 282 | 9 | 2 | 41 | 13.68 | 2.43 | 209 | 99766 | 8.519 | 0 | -99.8698 | 0.2 | 0 | 0 | 0 | 0 | 0 | 0 | 0 | 0 | 0 | 0 | 0 | 0 | 0 | 0 | 0 | 0 | 0 | 0
|  | 6765 | 10 | 213 | 21 | 282 | 9 | 2 | 41 | 13.69 | 2.58 | 209 | 99714 | 8.748 | 0 | -112.2327 | 0.2 | 0 | 0 | 0 | 0 | 0 | 0 | 0 | 0 | 0 | 0 | 0 | 0 | 0 | 0 | 0 | 0 | 0 | 0
|  | 6766 | 10 | 214 | 22 | 282 | 9 | 2 | 41 | 13.71 | 2.73 | 208 | 99661 | 8.982 | 0 | -126.392 | 0.2 | 0 | 0 | 0 | 0 | 0 | 0 | 0 | 0 | 0 | 0 | 0 | 0 | 0 | 0 | 0 | 0 | 0 | 0
|  | 6767 | 10 | 215 | 23 | 282 | 9 | 2 | 41 | 14.04 | 2.75 | 213 | 99576 | 9.401 | 0 | -143.2396 | 0.2 | 0 | 0 | 0 | 0 | 0 | 0 | 0 | 0 | 0 | 0 | 0 | 0 | 0 | 0 | 0 | 0 | 0 | 0
|  | 6768 | 10 | 216 | 24 | 282 | 9 | 2 | 41 | 14.38 | 2.77 | 218 | 99491 | 9.839 | 0 | -163.1659 | 0.2 | 0 | 0 | 0 | 0 | 0 | 0 | 0 | 0 | 0 | 0 | 0 | 0 | 0 | 0 | 0 | 0 | 0 | 0
|  | 6769 | 10 | 217 | 1 | 283 | 10 | 3 | 41 | 14.71 | 2.79 | 224 | 99405 | 10.287 | 0 | 174.8063 | 0.2 | 0 | 0 | 0 | 0 | 0 | 0 | 0 | 0 | 0 | 0 | 0 | 0 | 0 | 0 | 0 | 0 | 0 | 0
|  | 6770 | 10 | 218 | 2 | 283 | 10 | 3 | 41 | 14.68 | 2.47 | 226 | 99356 | 10.338 | 0 | 153.4335 | 0.2 | 0 | 0 | 0 | 0 | 0 | 0 | 0 | 0 | 0 | 0 | 0 | 0 | 0 | 0 | 0 | 0 | 0 | 0
|  | 6771 | 10 | 219 | 3 | 283 | 10 | 3 | 41 | 14.66 | 2.16 | 228 | 99307 | 10.396 | 0 | 134.8355 | 0.2 | 0 | 0 | 0 | 0 | 0 | 0 | 0 | 0 | 0 | 0 | 0 | 0 | 0 | 0 | 0 | 0 | 0 | 0
|  | 6772 | 10 | 220 | 4 | 283 | 10 | 3 | 41 | 14.63 | 1.85 | 231 | 99258 | 10.447 | 0 | 119.3032 | 0.2 | 0 | 0 | 0 | 0 | 0 | 0 | 0 | 0 | 0 | 0 | 0 | 0 | 0 | 0 | 0 | 0 | 0 | 0
|  | 6773 | 10 | 221 | 5 | 283 | 10 | 3 | 41 | 14.7 | 1.51 | 236 | 99274 | 10.508 | 0 | 106.0847 | 0.2 | 0 | 0 | 0 | 0 | 0 | 0 | 0 | 0 | 0 | 0 | 0 | 0 | 0 | 0 | 0 | 0 | 0 | 0
|  | 6774 | 10 | 222 | 6 | 283 | 10 | 3 | 41 | 14.78 | 1.17 | 241 | 99291 | 10.577 | 0 | 94.2572 | 0.2 | 0 | 0 | 0 | 0 | 0 | 0 | 0 | 0 | 0 | 0 | 0 | 0 | 0 | 0 | 0 | 0 | 0 | 0
|  | 6775 | 10 | 223 | 7 | 283 | 10 | 3 | 41 | 14.85 | 0.83 | 247 | 99307 | 10.639 | 0 | 83.0115 | 0.2 | 0 | 0 | 0 | 0 | 0 | 0 | 0 | 0 | 0 | 0 | 0 | 0 | 0 | 0 | 0 | 0 | 0 | 0
|  | 6776 | 10 | 224 | 8 | 283 | 10 | 3 | 41 | 15.13 | 1.15 | 256 | 99396 | 10.69 | 7.0264 | 71.6509 | 0.2 | 3.5767 | 3.5767 | 3.5767 | 3.5767 | 3.5767 | 3.5767 | 3.5767 | 3.5767 | 5.7392 | 5.7392 | 5.7392 | 5.7392 | 5.7392 | 5.7392 | 5.7392 | 5.7392 | 7 | 7
|  | 6777 | 10 | 225 | 9 | 283 | 10 | 3 | 41 | 15.41 | 1.48 | 264 | 99484 | 10.738 | 16.0519 | 59.5358 | 0.2 | 8.7519 | 8.7519 | 8.7519 | 8.7519 | 8.7519 | 8.7519 | 8.7519 | 8.7519 | 13.9844 | 13.9844 | 13.9844 | 13.9844 | 13.9844 | 13.9844 | 13.9844 | 13.9844 | 17 | 17
|  | 6778 | 10 | 226 | 10 | 283 | 10 | 3 | 41 | 15.69 | 1.81 | 273 | 99573 | 10.786 | 23.9519 | 46.073 | 0.2 | 83.8488 | 83.8488 | 179.2383 | 83.8488 | 175.7307 | 83.8488 | 83.8488 | 83.8488 | 115.6577 | 115.6577 | 224.7107 | 115.6577 | 222.2304 | 115.6577 | 115.6577 | 115.6577 | 187.0672 | 128.2325
|  | 6779 | 10 | 227 | 11 | 283 | 10 | 3 | 41 | 15.73 | 2.01 | 279 | 99612 | 10.568 | 30.1252 | 30.8254 | 0.2 | 21.8982 | 21.8982 | 21.8982 | 21.8982 | 21.8982 | 21.8982 | 21.8982 | 21.8982 | 34.7446 | 34.7446 | 34.7446 | 34.7446 | 34.7446 | 34.7446 | 34.7446 | 34.7446 | 42 | 42
|  | 6780 | 10 | 228 | 12 | 283 | 10 | 3 | 41 | 15.77 | 2.22 | 284 | 99651 | 10.35 | 33.8993 | 13.8019 | 0.2 | 29.8567 | 29.8567 | 29.8567 | 29.8567 | 29.8567 | 29.8567 | 29.8567 | 29.8567 | 47.2509 | 47.2509 | 47.2509 | 47.2509 | 47.2509 | 47.2509 | 47.2509 | 47.2509 | 57 | 57
|  | 6781 | 10 | 229 | 13 | 283 | 10 | 3 | 41 | 15.82 | 2.43 | 290 | 99691 | 10.136 | 34.729 | -4.2339 | 0.2 | 47.4333 | 47.4333 | 47.4333 | 47.4333 | 47.4333 | 47.4333 | 47.4333 | 47.4333 | 74.8125 | 74.8125 | 74.8125 | 74.8125 | 74.8125 | 74.8125 | 74.8125 | 74.8125 | 90 | 90
|  | 6782 | 10 | 230 | 14 | 283 | 10 | 3 | 41 | 16.08 | 2.53 | 295 | 99697 | 9.98 | 32.4768 | -21.9422 | 0.2 | 35.6683 | 35.6683 | 35.6683 | 35.6683 | 35.6683 | 35.6683 | 35.6683 | 35.6683 | 56.4046 | 56.4046 | 56.4046 | 56.4046 | 56.4046 | 56.4046 | 56.4046 | 56.4046 | 68 | 68
|  | 6783 | 10 | 231 | 15 | 283 | 10 | 3 | 41 | 16.35 | 2.64 | 300 | 99704 | 9.822 | 27.5003 | -38.1813 | 0.2 | 37.7391 | 37.7391 | 37.7391 | 37.7391 | 37.7391 | 37.7391 | 37.7391 | 37.7391 | 59.7032 | 59.7032 | 59.7032 | 59.7032 | 59.7032 | 59.7032 | 59.7032 | 59.7032 | 72 | 72
|  | 6784 | 10 | 232 | 16 | 283 | 10 | 3 | 41 | 16.61 | 2.74 | 305 | 99710 | 9.649 | 20.4387 | -52.5608 | 0.2 | 17.1016 | 17.1016 | 17.1016 | 17.1016 | 17.1016 | 17.1016 | 17.1016 | 17.1016 | 27.2258 | 27.2258 | 27.2258 | 27.2258 | 27.2258 | 27.2258 | 27.2258 | 27.2258 | 33 | 33
|  | 6785 | 10 | 233 | 17 | 283 | 10 | 3 | 41 | 15.78 | 2.45 | 313 | 99753 | 9.447 | 11.9458 | -65.3258 | 0.2 | 22.3983 | 22.3983 | 22.3983 | 22.3983 | 22.3983 | 22.3983 | 22.3983 | 22.3983 | 35.5569 | 35.5569 | 35.5569 | 35.5569 | 35.5569 | 35.5569 | 35.5569 | 35.5569 | 43 | 43
|  | 6786 | 10 | 234 | 18 | 283 | 10 | 3 | 41 | 14.94 | 2.16 | 321 | 99795 | 9.228 | 2.567 | -77.0112 | 0.2 | 12.6632 | 12.6632 | 12.6632 | 12.6632 | 18.3308 | 12.6632 | 37.234 | 12.6632 | 19.7773 | 19.7773 | 19.7773 | 19.7773 | 24.5843 | 19.7773 | 37.9508 | 19.7773 | 24.9306 | 23.8001
|  | 6787 | 10 | 235 | 19 | 283 | 10 | 3 | 41 | 14.1 | 1.86 | 330 | 99838 | 9.005 | 0 | -88.2362 | 0.2 | 0 | 0 | 0 | 0 | 0 | 0 | 0 | 0 | 0 | 0 | 0 | 0 | 0 | 0 | 0 | 0 | 0 | 0
|  | 6788 | 10 | 236 | 20 | 283 | 10 | 3 | 41 | 13.67 | 1.7 | 343 | 99864 | 8.793 | 0 | -99.6612 | 0.2 | 0 | 0 | 0 | 0 | 0 | 0 | 0 | 0 | 0 | 0 | 0 | 0 | 0 | 0 | 0 | 0 | 0 | 0
|  | 6789 | 10 | 237 | 21 | 283 | 10 | 3 | 41 | 13.25 | 1.54 | 357 | 99890 | 8.591 | 0 | -112.029 | 0.2 | 0 | 0 | 0 | 0 | 0 | 0 | 0 | 0 | 0 | 0 | 0 | 0 | 0 | 0 | 0 | 0 | 0 | 0
|  | 6790 | 10 | 238 | 22 | 283 | 10 | 3 | 41 | 12.82 | 1.38 | 10 | 99917 | 8.388 | 0 | -126.211 | 0.2 | 0 | 0 | 0 | 0 | 0 | 0 | 0 | 0 | 0 | 0 | 0 | 0 | 0 | 0 | 0 | 0 | 0 | 0
|  | 6791 | 10 | 239 | 23 | 283 | 10 | 3 | 41 | 12.68 | 1.44 | 21 | 99904 | 8.337 | 0 | -143.1172 | 0.2 | 0 | 0 | 0 | 0 | 0 | 0 | 0 | 0 | 0 | 0 | 0 | 0 | 0 | 0 | 0 | 0 | 0 | 0
|  | 6792 | 10 | 240 | 24 | 283 | 10 | 3 | 41 | 12.53 | 1.51 | 32 | 99890 | 8.28 | 0 | -163.1545 | 0.2 | 0 | 0 | 0 | 0 | 0 | 0 | 0 | 0 | 0 | 0 | 0 | 0 | 0 | 0 | 0 | 0 | 0 | 0
|  | 6793 | 10 | 241 | 1 | 284 | 11 | 4 | 41 | 12.39 | 1.57 | 43 | 99877 | 8.229 | 0 | 174.6749 | 0.2 | 0 | 0 | 0 | 0 | 0 | 0 | 0 | 0 | 0 | 0 | 0 | 0 | 0 | 0 | 0 | 0 | 0 | 0
|  | 6794 | 10 | 242 | 2 | 284 | 11 | 4 | 41 | 12.22 | 1.86 | 42 | 99848 | 8.176 | 0 | 153.184 | 0.2 | 0 | 0 | 0 | 0 | 0 | 0 | 0 | 0 | 0 | 0 | 0 | 0 | 0 | 0 | 0 | 0 | 0 | 0
|  | 6795 | 10 | 243 | 3 | 284 | 11 | 4 | 41 | 12.04 | 2.14 | 42 | 99818 | 8.116 | 0 | 134.5286 | 0.2 | 0 | 0 | 0 | 0 | 0 | 0 | 0 | 0 | 0 | 0 | 0 | 0 | 0 | 0 | 0 | 0 | 0 | 0
|  | 6796 | 10 | 244 | 4 | 284 | 11 | 4 | 41 | 11.87 | 2.43 | 41 | 99789 | 8.062 | 0 | 118.9821 | 0.2 | 0 | 0 | 0 | 0 | 0 | 0 | 0 | 0 | 0 | 0 | 0 | 0 | 0 | 0 | 0 | 0 | 0 | 0
|  | 6797 | 10 | 245 | 5 | 284 | 11 | 4 | 41 | 11.71 | 2.45 | 44 | 99776 | 8.014 | 0 | 105.7678 | 0.2 | 0 | 0 | 0 | 0 | 0 | 0 | 0 | 0 | 0 | 0 | 0 | 0 | 0 | 0 | 0 | 0 | 0 | 0
|  | 6798 | 10 | 246 | 6 | 284 | 11 | 4 | 41 | 11.56 | 2.47 | 48 | 99763 | 7.973 | 0 | 93.949 | 0.2 | 0 | 0 | 0 | 0 | 0 | 0 | 0 | 0 | 0 | 0 | 0 | 0 | 0 | 0 | 0 | 0 | 0 | 0
|  | 6799 | 10 | 247 | 7 | 284 | 11 | 4 | 41 | 11.4 | 2.5 | 51 | 99750 | 7.925 | 0 | 82.7116 | 0.2 | 0 | 0 | 0 | 0 | 0 | 0 | 0 | 0 | 0 | 0 | 0 | 0 | 0 | 0 | 0 | 0 | 0 | 0
|  | 6800 | 10 | 248 | 8 | 284 | 11 | 4 | 41 | 11.97 | 2.55 | 60 | 99753 | 7.904 | 6.773 | 71.3587 | 0.2 | 4.6061 | 4.6061 | 4.6061 | 4.6061 | 4.6061 | 4.6061 | 4.6061 | 4.6061 | 7.3842 | 7.3842 | 7.3842 | 7.3842 | 7.3842 | 7.3842 | 7.3842 | 7.3842 | 9 | 9
|  | 6801 | 10 | 249 | 9 | 284 | 11 | 4 | 41 | 12.55 | 2.6 | 69 | 99756 | 7.872 | 15.7779 | 59.2543 | 0.2 | 11.346 | 11.346 | 11.346 | 11.346 | 11.346 | 11.346 | 11.346 | 11.346 | 18.1116 | 18.1116 | 18.1116 | 18.1116 | 18.1116 | 18.1116 | 18.1116 | 18.1116 | 22 | 22
|  | 6802 | 10 | 250 | 10 | 284 | 11 | 4 | 41 | 13.12 | 2.65 | 78 | 99759 | 7.82 | 23.6495 | 45.8123 | 0.2 | 73.0285 | 73.0285 | 119.3207 | 73.0285 | 118.0264 | 73.0285 | 73.0285 | 73.0285 | 108.0313 | 108.0313 | 160.7557 | 108.0313 | 159.8405 | 108.0313 | 108.0313 | 108.0313 | 153.797 | 125.5257
|  | 6803 | 10 | 251 | 11 | 284 | 11 | 4 | 41 | 13.4 | 2.82 | 59 | 99730 | 7.517 | 29.7902 | 30.606 | 0.2 | 43.6257 | 43.6257 | 43.6257 | 43.6257 | 43.6257 | 43.6257 | 43.6257 | 43.6257 | 68.91 | 68.91 | 68.91 | 68.91 | 68.91 | 68.91 | 68.91 | 68.91 | 83 | 83
|  | 6804 | 10 | 252 | 12 | 284 | 11 | 4 | 41 | 13.67 | 2.99 | 40 | 99700 | 7.194 | 33.5346 | 13.6529 | 0.2 | 42.6044 | 42.6044 | 42.6044 | 42.6044 | 42.6044 | 42.6044 | 42.6044 | 42.6044 | 67.2707 | 67.2707 | 67.2707 | 67.2707 | 67.2707 | 67.2707 | 67.2707 | 67.2707 | 81 | 81
|  | 6805 | 10 | 253 | 13 | 284 | 11 | 4 | 41 | 13.95 | 3.16 | 21 | 99671 | 6.862 | 34.3466 | -4.2896 | 0.2 | 99.7635 | 99.7635 | 99.7635 | 99.7635 | 127.2503 | 99.7635 | 101.8252 | 99.7635 | 154.2132 | 154.2132 | 166.0742 | 154.2132 | 186.9682 | 154.2132 | 168.9899 | 154.2132 | 202.9916 | 184.1559
|  | 6806 | 10 | 254 | 14 | 284 | 11 | 4 | 41 | 14.11 | 3 | 10 | 99671 | 6.889 | 32.0929 | -21.9046 | 0.2 | 129.2869 | 129.2869 | 129.2869 | 129.2869 | 319.8921 | 129.2869 | 205.9277 | 129.2869 | 173.9657 | 173.9657 | 210.8724 | 173.9657 | 399.8438 | 173.9657 | 319.2588 | 173.9657 | 320.4759 | 191.6412
|  | 6807 | 10 | 255 | 15 | 284 | 11 | 4 | 41 | 14.27 | 2.84 | 358 | 99671 | 6.916 | 27.1276 | -38.0719 | 0.2 | 114.9983 | 114.9983 | 114.9983 | 114.9983 | 290.5126 | 114.9983 | 252.4802 | 114.9983 | 155.2927 | 155.2927 | 155.2927 | 155.2927 | 360.1691 | 155.2927 | 333.2761 | 155.2927 | 285.8593 | 171.6347
|  | 6808 | 10 | 256 | 16 | 284 | 11 | 4 | 41 | 14.43 | 2.68 | 347 | 99671 | 6.941 | 20.0822 | -52.4055 | 0.2 | 93.3639 | 93.3639 | 93.3639 | 93.3639 | 243.7302 | 93.3639 | 288.6571 | 93.3639 | 122.0851 | 122.0851 | 122.0851 | 122.0851 | 292.1274 | 122.0851 | 323.8956 | 122.0851 | 220.5113 | 130.4015
|  | 6809 | 10 | 257 | 17 | 284 | 11 | 4 | 41 | 13.86 | 2.32 | 358 | 99700 | 6.98 | 11.6043 | -65.1438 | 0.2 | 56.337 | 56.337 | 56.337 | 56.337 | 137.9873 | 56.337 | 232.5903 | 56.337 | 75.6449 | 75.6449 | 75.6449 | 75.6449 | 161.5858 | 75.6449 | 228.4802 | 75.6449 | 121.5775 | 81.689
|  | 6810 | 10 | 258 | 18 | 284 | 11 | 4 | 41 | 13.28 | 1.97 | 10 | 99730 | 7.002 | 2.2361 | -76.8139 | 0.2 | 21.0878 | 21.0878 | 21.0878 | 21.0878 | 46.0634 | 21.0878 | 127.6877 | 21.0878 | 30.7845 | 30.7845 | 30.7845 | 30.7845 | 51.4678 | 30.7845 | 109.185 | 30.7845 | 39.2751 | 35
|  | 6811 | 10 | 259 | 19 | 284 | 11 | 4 | 41 | 12.71 | 1.61 | 22 | 99759 | 7.015 | 0 | -88.0299 | 0.2 | 0 | 0 | 0 | 0 | 0 | 0 | 0 | 0 | 0 | 0 | 0 | 0 | 0 | 0 | 0 | 0 | 0 | 0
|  | 6812 | 10 | 260 | 20 | 284 | 11 | 4 | 41 | 12.36 | 1.64 | 36 | 99786 | 6.973 | 0 | -99.4511 | 0.2 | 0 | 0 | 0 | 0 | 0 | 0 | 0 | 0 | 0 | 0 | 0 | 0 | 0 | 0 | 0 | 0 | 0 | 0
|  | 6813 | 10 | 261 | 21 | 284 | 11 | 4 | 41 | 12.02 | 1.67 | 49 | 99812 | 6.934 | 0 | -111.823 | 0.2 | 0 | 0 | 0 | 0 | 0 | 0 | 0 | 0 | 0 | 0 | 0 | 0 | 0 | 0 | 0 | 0 | 0 | 0
|  | 6814 | 10 | 262 | 22 | 284 | 11 | 4 | 41 | 11.67 | 1.7 | 63 | 99838 | 6.888 | 0 | -126.027 | 0.2 | 0 | 0 | 0 | 0 | 0 | 0 | 0 | 0 | 0 | 0 | 0 | 0 | 0 | 0 | 0 | 0 | 0 | 0
|  | 6815 | 10 | 263 | 23 | 284 | 11 | 4 | 41 | 11.47 | 1.67 | 71 | 99818 | 6.951 | 0 | -142.9912 | 0.2 | 0 | 0 | 0 | 0 | 0 | 0 | 0 | 0 | 0 | 0 | 0 | 0 | 0 | 0 | 0 | 0 | 0 | 0
|  | 6816 | 10 | 264 | 24 | 284 | 11 | 4 | 41 | 11.26 | 1.65 | 79 | 99799 | 7.006 | 0 | -163.1401 | 0.2 | 0 | 0 | 0 | 0 | 0 | 0 | 0 | 0 | 0 | 0 | 0 | 0 | 0 | 0 | 0 | 0 | 0 | 0
|  | 6817 | 10 | 265 | 1 | 285 | 12 | 5 | 41 | 11.06 | 1.63 | 87 | 99779 | 7.064 | 0 | 174.5452 | 0.2 | 0 | 0 | 0 | 0 | 0 | 0 | 0 | 0 | 0 | 0 | 0 | 0 | 0 | 0 | 0 | 0 | 0 | 0
|  | 6818 | 10 | 266 | 2 | 285 | 12 | 5 | 41 | 11.03 | 1.46 | 91 | 99746 | 7.193 | 0 | 152.9352 | 0.2 | 0 | 0 | 0 | 0 | 0 | 0 | 0 | 0 | 0 | 0 | 0 | 0 | 0 | 0 | 0 | 0 | 0 | 0
|  | 6819 | 10 | 267 | 3 | 285 | 12 | 5 | 41 | 11 | 1.29 | 96 | 99714 | 7.322 | 0 | 134.2226 | 0.2 | 0 | 0 | 0 | 0 | 0 | 0 | 0 | 0 | 0 | 0 | 0 | 0 | 0 | 0 | 0 | 0 | 0 | 0
|  | 6820 | 10 | 268 | 4 | 285 | 12 | 5 | 41 | 10.97 | 1.12 | 100 | 99681 | 7.45 | 0 | 118.6625 | 0.2 | 0 | 0 | 0 | 0 | 0 | 0 | 0 | 0 | 0 | 0 | 0 | 0 | 0 | 0 | 0 | 0 | 0 | 0
|  | 6821 | 10 | 269 | 5 | 285 | 12 | 5 | 41 | 10.9 | 1.39 | 102 | 99664 | 7.465 | 0 | 105.4528 | 0.2 | 0 | 0 | 0 | 0 | 0 | 0 | 0 | 0 | 0 | 0 | 0 | 0 | 0 | 0 | 0 | 0 | 0 | 0
|  | 6822 | 10 | 270 | 6 | 285 | 12 | 5 | 41 | 10.83 | 1.66 | 103 | 99648 | 7.479 | 0 | 93.6432 | 0.2 | 0 | 0 | 0 | 0 | 0 | 0 | 0 | 0 | 0 | 0 | 0 | 0 | 0 | 0 | 0 | 0 | 0 | 0
|  | 6823 | 10 | 271 | 7 | 285 | 12 | 5 | 41 | 10.76 | 1.93 | 104 | 99632 | 7.493 | 0 | 82.4144 | 0.2 | 0 | 0 | 0 | 0 | 0 | 0 | 0 | 0 | 0 | 0 | 0 | 0 | 0 | 0 | 0 | 0 | 0 | 0
|  | 6824 | 10 | 272 | 8 | 285 | 12 | 5 | 41 | 11.64 | 1.65 | 111 | 99615 | 7.649 | 6.5192 | 71.0697 | 0.2 | 8.2372 | 8.2372 | 8.2372 | 8.2372 | 8.2372 | 8.2372 | 8.2372 | 8.2372 | 13.1618 | 13.1618 | 13.1618 | 13.1618 | 13.1618 | 13.1618 | 13.1618 | 13.1618 | 16 | 16
|  | 6825 | 10 | 273 | 9 | 285 | 12 | 5 | 41 | 12.51 | 1.36 | 118 | 99599 | 7.787 | 15.5035 | 58.9765 | 0.2 | 45.6813 | 45.6813 | 108.6577 | 45.6813 | 83.5565 | 45.6813 | 45.6813 | 45.6813 | 64.3954 | 64.3954 | 123.3408 | 64.3954 | 105.5916 | 64.3954 | 64.3954 | 64.3954 | 92.2117 | 71.8267
|  | 6826 | 10 | 274 | 10 | 285 | 12 | 5 | 41 | 13.39 | 1.08 | 126 | 99582 | 7.918 | 23.347 | 45.5558 | 0.2 | 52.3286 | 52.3286 | 57.3299 | 52.3286 | 57.2339 | 52.3286 | 52.3286 | 52.3286 | 82.2651 | 82.2651 | 87.9397 | 82.2651 | 87.8717 | 82.2651 | 82.2651 | 82.2651 | 102 | 98.9762
|  | 6827 | 10 | 275 | 11 | 285 | 12 | 5 | 41 | 14.53 | 0.87 | 142 | 99504 | 8.212 | 29.4555 | 30.3913 | 0.2 | 45.677 | 45.677 | 45.8281 | 45.677 | 45.9346 | 45.677 | 45.677 | 45.677 | 72.1105 | 72.1105 | 72.3366 | 72.1105 | 72.4119 | 72.1105 | 72.1229 | 72.1105 | 87 | 86.8313
|  | 6828 | 10 | 276 | 12 | 285 | 12 | 5 | 41 | 15.67 | 0.66 | 159 | 99425 | 8.499 | 33.1709 | 13.5083 | 0.2 | 52.3497 | 52.3497 | 52.6518 | 52.3497 | 53.6072 | 52.3497 | 52.3497 | 52.3497 | 82.452 | 82.452 | 83.2634 | 82.452 | 83.939 | 82.452 | 82.8362 | 82.452 | 100 | 99.1546
|  | 6829 | 10 | 277 | 13 | 285 | 12 | 5 | 41 | 16.82 | 0.46 | 176 | 99347 | 8.781 | 33.9658 | -4.342 | 0.2 | 121.8328 | 121.8328 | 121.8328 | 121.8328 | 233.804 | 121.8328 | 130.3345 | 121.8328 | 175.3198 | 175.3198 | 222.7976 | 175.3198 | 307.9848 | 175.3198 | 234.8208 | 175.3198 | 276.929 | 201.2836
|  | 6830 | 10 | 278 | 14 | 285 | 12 | 5 | 41 | 17.02 | 0.87 | 177 | 99288 | 9.081 | 31.7112 | -21.8652 | 0.2 | 117.8015 | 117.8015 | 117.8015 | 117.8015 | 228.2949 | 117.8015 | 162.1416 | 117.8015 | 169.5711 | 169.5711 | 190.2355 | 169.5711 | 299.7193 | 169.5711 | 252.9418 | 169.5711 | 268.3396 | 194.7757
|  | 6831 | 10 | 279 | 15 | 285 | 12 | 5 | 41 | 17.22 | 1.29 | 178 | 99229 | 9.388 | 26.7572 | -37.9616 | 0.2 | 100.6889 | 100.6889 | 100.6889 | 100.6889 | 187.4051 | 100.6889 | 168.3455 | 100.6889 | 146.2171 | 146.2171 | 146.2171 | 146.2171 | 246.7474 | 146.2171 | 233.2702 | 146.2171 | 224.055 | 168.5998
|  | 6832 | 10 | 280 | 16 | 285 | 12 | 5 | 41 | 17.41 | 1.71 | 179 | 99170 | 9.695 | 19.7281 | -52.2497 | 0.2 | 93.0526 | 93.0526 | 93.0526 | 93.0526 | 256.0836 | 93.0526 | 303.6075 | 93.0526 | 121.099 | 121.099 | 121.099 | 121.099 | 303.9041 | 121.099 | 337.5085 | 121.099 | 224.7119 | 129.2176
|  | 6833 | 10 | 281 | 17 | 285 | 12 | 5 | 41 | 16.21 | 1.32 | 154 | 99153 | 9.627 | 11.2654 | -64.9613 | 0.2 | 60.5593 | 60.5593 | 60.5593 | 60.5593 | 165.542 | 60.5593 | 285.2994 | 60.5593 | 79.9183 | 79.9183 | 79.9183 | 79.9183 | 189.0903 | 79.9183 | 273.7716 | 79.9183 | 134.7672 | 85.3574
|  | 6834 | 10 | 282 | 18 | 285 | 12 | 5 | 41 | 15 | 0.94 | 130 | 99137 | 9.502 | 1.9079 | -76.6159 | 0.2 | 17.7456 | 17.7456 | 17.7456 | 17.7456 | 47.4902 | 17.7456 | 142.7543 | 17.7456 | 27.5038 | 27.5038 | 27.5038 | 27.5038 | 51.5631 | 27.5038 | 118.925 | 27.5038 | 37.2804 | 33
|  | 6835 | 10 | 283 | 19 | 285 | 12 | 5 | 41 | 13.79 | 0.55 | 105 | 99120 | 9.336 | 0 | -87.8226 | 0.2 | 0 | 0 | 0 | 0 | 0 | 0 | 0 | 0 | 0 | 0 | 0 | 0 | 0 | 0 | 0 | 0 | 0 | 0
|  | 6836 | 10 | 284 | 20 | 285 | 12 | 5 | 41 | 13.18 | 0.73 | 120 | 99114 | 9.081 | 0 | -99.2394 | 0.2 | 0 | 0 | 0 | 0 | 0 | 0 | 0 | 0 | 0 | 0 | 0 | 0 | 0 | 0 | 0 | 0 | 0 | 0
|  | 6837 | 10 | 285 | 21 | 285 | 12 | 5 | 41 | 12.57 | 0.9 | 136 | 99107 | 8.83 | 0 | -111.6148 | 0.2 | 0 | 0 | 0 | 0 | 0 | 0 | 0 | 0 | 0 | 0 | 0 | 0 | 0 | 0 | 0 | 0 | 0 | 0
|  | 6838 | 10 | 286 | 22 | 285 | 12 | 5 | 41 | 11.96 | 1.08 | 151 | 99101 | 8.583 | 0 | -125.84 | 0.2 | 0 | 0 | 0 | 0 | 0 | 0 | 0 | 0 | 0 | 0 | 0 | 0 | 0 | 0 | 0 | 0 | 0 | 0
|  | 6839 | 10 | 287 | 23 | 285 | 12 | 5 | 41 | 12.22 | 1.49 | 158 | 99078 | 8.693 | 0 | -142.8617 | 0.2 | 0 | 0 | 0 | 0 | 0 | 0 | 0 | 0 | 0 | 0 | 0 | 0 | 0 | 0 | 0 | 0 | 0 | 0
|  | 6840 | 10 | 288 | 24 | 285 | 12 | 5 | 41 | 12.47 | 1.89 | 166 | 99055 | 8.799 | 0 | -163.1225 | 0.2 | 0 | 0 | 0 | 0 | 0 | 0 | 0 | 0 | 0 | 0 | 0 | 0 | 0 | 0 | 0 | 0 | 0 | 0
|  | 6841 | 10 | 289 | 1 | 286 | 13 | 6 | 41 | 12.73 | 2.3 | 174 | 99032 | 8.91 | 0 | 174.4175 | 0.2 | 0 | 0 | 0 | 0 | 0 | 0 | 0 | 0 | 0 | 0 | 0 | 0 | 0 | 0 | 0 | 0 | 0 | 0
|  | 6842 | 10 | 290 | 2 | 286 | 13 | 6 | 41 | 12.81 | 2.39 | 179 | 99009 | 8.871 | 0 | 152.6876 | 0.2 | 0 | 0 | 0 | 0 | 0 | 0 | 0 | 0 | 0 | 0 | 0 | 0 | 0 | 0 | 0 | 0 | 0 | 0
|  | 6843 | 10 | 291 | 3 | 286 | 13 | 6 | 41 | 12.88 | 2.47 | 185 | 98986 | 8.825 | 0 | 133.9177 | 0.2 | 0 | 0 | 0 | 0 | 0 | 0 | 0 | 0 | 0 | 0 | 0 | 0 | 0 | 0 | 0 | 0 | 0 | 0
|  | 6844 | 10 | 292 | 4 | 286 | 13 | 6 | 41 | 12.96 | 2.55 | 190 | 98963 | 8.785 | 0 | 118.3444 | 0.2 | 0 | 0 | 0 | 0 | 0 | 0 | 0 | 0 | 0 | 0 | 0 | 0 | 0 | 0 | 0 | 0 | 0 | 0
|  | 6845 | 10 | 293 | 5 | 286 | 13 | 6 | 41 | 12.95 | 2.92 | 193 | 98957 | 8.866 | 0 | 105.1399 | 0.2 | 0 | 0 | 0 | 0 | 0 | 0 | 0 | 0 | 0 | 0 | 0 | 0 | 0 | 0 | 0 | 0 | 0 | 0
|  | 6846 | 10 | 294 | 6 | 286 | 13 | 6 | 41 | 12.93 | 3.3 | 196 | 98950 | 8.943 | 0 | 93.3397 | 0.2 | 0 | 0 | 0 | 0 | 0 | 0 | 0 | 0 | 0 | 0 | 0 | 0 | 0 | 0 | 0 | 0 | 0 | 0
|  | 6847 | 10 | 295 | 7 | 286 | 13 | 6 | 41 | 12.92 | 3.67 | 199 | 98943 | 9.024 | 0 | 82.12 | 0.2 | 0 | 0 | 0 | 0 | 0 | 0 | 0 | 0 | 0 | 0 | 0 | 0 | 0 | 0 | 0 | 0 | 0 | 0
|  | 6848 | 10 | 296 | 8 | 286 | 13 | 6 | 41 | 13.33 | 3.72 | 208 | 98989 | 9.347 | 6.2649 | 70.784 | 0.2 | 9.8097 | 9.8097 | 9.8097 | 9.8097 | 9.8097 | 9.8097 | 9.8097 | 9.8097 | 15.6495 | 15.6495 | 15.6495 | 15.6495 | 15.6495 | 15.6495 | 15.6495 | 15.6495 | 19 | 19
|  | 6849 | 10 | 297 | 9 | 286 | 13 | 6 | 41 | 13.75 | 3.78 | 216 | 99035 | 9.686 | 15.2288 | 58.7025 | 0.2 | 8.2315 | 8.2315 | 8.2315 | 8.2315 | 8.2315 | 8.2315 | 8.2315 | 8.2315 | 13.1578 | 13.1578 | 13.1578 | 13.1578 | 13.1578 | 13.1578 | 13.1578 | 13.1578 | 16 | 16
|  | 6850 | 10 | 298 | 10 | 286 | 13 | 6 | 41 | 14.16 | 3.83 | 225 | 99081 | 10.03 | 23.0444 | 45.3036 | 0.2 | 98.8157 | 98.8157 | 394.8373 | 98.8157 | 391.7163 | 98.8157 | 98.8157 | 98.8157 | 110.2106 | 110.2106 | 444.7917 | 110.2106 | 442.5848 | 110.2106 | 110.2106 | 110.2106 | 281.1101 | 103.9626
|  | 6851 | 10 | 299 | 11 | 286 | 13 | 6 | 41 | 13.77 | 4.43 | 236 | 99163 | 9.68 | 29.1212 | 30.1813 | 0.2 | 25.0451 | 25.0451 | 25.0451 | 25.0451 | 25.0451 | 25.0451 | 25.0451 | 25.0451 | 39.7213 | 39.7213 | 39.7213 | 39.7213 | 39.7213 | 39.7213 | 39.7213 | 39.7213 | 48 | 48
|  | 6852 | 10 | 300 | 12 | 286 | 13 | 6 | 41 | 13.38 | 5.02 | 247 | 99245 | 9.341 | 32.8084 | 13.368 | 0.2 | 133.7826 | 133.7826 | 204.2294 | 133.7826 | 430.2219 | 133.7826 | 133.7826 | 133.7826 | 165.3231 | 165.3231 | 354.0303 | 165.3231 | 513.8311 | 165.3231 | 254.4035 | 165.3231 | 368.3933 | 171.9678
|  | 6853 | 10 | 301 | 13 | 286 | 13 | 6 | 41 | 13 | 5.61 | 258 | 99327 | 9.019 | 33.5868 | -4.3911 | 0.2 | 96.5055 | 96.5055 | 96.5055 | 96.5055 | 122.9253 | 96.5055 | 98.5343 | 96.5055 | 149.3191 | 149.3191 | 160.327 | 149.3191 | 180.4432 | 149.3191 | 163.1961 | 149.3191 | 195.9915 | 178.3953
|  | 6854 | 10 | 302 | 14 | 286 | 13 | 6 | 41 | 12.95 | 5.16 | 260 | 99409 | 8.489 | 31.3316 | -21.8237 | 0.2 | 47.7797 | 47.7797 | 47.7797 | 47.7797 | 48.2113 | 47.7797 | 47.9526 | 47.7797 | 75.3745 | 75.3745 | 75.4524 | 75.3745 | 75.8798 | 75.3745 | 75.6969 | 75.3745 | 91 | 90.717
|  | 6855 | 10 | 303 | 15 | 286 | 13 | 6 | 41 | 12.91 | 4.7 | 262 | 99491 | 7.97 | 26.3892 | -37.8503 | 0.2 | 32.9473 | 32.9473 | 32.9473 | 32.9473 | 32.9473 | 32.9473 | 32.9473 | 32.9473 | 52.1877 | 52.1877 | 52.1877 | 52.1877 | 52.1877 | 52.1877 | 52.1877 | 52.1877 | 63 | 63
|  | 6856 | 10 | 304 | 16 | 286 | 13 | 6 | 41 | 12.86 | 4.25 | 264 | 99573 | 7.45 | 19.3766 | -52.0932 | 0.2 | 95.1458 | 95.1458 | 95.1458 | 95.1458 | 353.7681 | 95.1458 | 427.28 | 95.1458 | 114.8191 | 114.8191 | 114.8191 | 114.8191 | 402.3772 | 114.8191 | 454.358 | 114.8191 | 265.0886 | 117.0424
|  | 6857 | 10 | 305 | 17 | 286 | 13 | 6 | 41 | 12.3 | 3.71 | 261 | 99651 | 7.005 | 10.9292 | -64.7783 | 0.2 | 49.0369 | 49.0369 | 49.0369 | 49.0369 | 113.3397 | 49.0369 | 185.5532 | 49.0369 | 69.0833 | 69.0833 | 69.0833 | 69.0833 | 135.1565 | 69.0833 | 186.2192 | 69.0833 | 106.8048 | 77.6659
|  | 6858 | 10 | 306 | 18 | 286 | 13 | 6 | 41 | 11.73 | 3.18 | 258 | 99730 | 6.578 | 1.5825 | -76.4172 | 0.2 | 13.6848 | 13.6848 | 13.6848 | 13.6848 | 98.1594 | 13.6848 | 363.3208 | 13.6848 | 19.6559 | 19.6559 | 19.6559 | 19.6559 | 86.4152 | 19.6559 | 273.9127 | 19.6559 | 32.8485 | 22.9112
|  | 6859 | 10 | 307 | 19 | 286 | 13 | 6 | 41 | 11.17 | 2.65 | 255 | 99809 | 6.177 | 0 | -87.6143 | 0.2 | 0 | 0 | 0 | 0 | 0 | 0 | 0 | 0 | 0 | 0 | 0 | 0 | 0 | 0 | 0 | 0 | 0 | 0
|  | 6860 | 10 | 308 | 20 | 286 | 13 | 6 | 41 | 10.82 | 2.56 | 251 | 99861 | 6.029 | 0 | -99.0262 | 0.2 | 0 | 0 | 0 | 0 | 0 | 0 | 0 | 0 | 0 | 0 | 0 | 0 | 0 | 0 | 0 | 0 | 0 | 0
|  | 6861 | 10 | 309 | 21 | 286 | 13 | 6 | 41 | 10.46 | 2.47 | 248 | 99913 | 5.879 | 0 | -111.4044 | 0.2 | 0 | 0 | 0 | 0 | 0 | 0 | 0 | 0 | 0 | 0 | 0 | 0 | 0 | 0 | 0 | 0 | 0 | 0
|  | 6862 | 10 | 310 | 22 | 286 | 13 | 6 | 41 | 10.11 | 2.39 | 245 | 99966 | 5.738 | 0 | -125.6498 | 0.2 | 0 | 0 | 0 | 0 | 0 | 0 | 0 | 0 | 0 | 0 | 0 | 0 | 0 | 0 | 0 | 0 | 0 | 0
|  | 6863 | 10 | 311 | 23 | 286 | 13 | 6 | 41 | 9.89 | 2.3 | 240 | 99979 | 5.706 | 0 | -142.7284 | 0.2 | 0 | 0 | 0 | 0 | 0 | 0 | 0 | 0 | 0 | 0 | 0 | 0 | 0 | 0 | 0 | 0 | 0 | 0
|  | 6864 | 10 | 312 | 24 | 286 | 13 | 6 | 41 | 9.66 | 2.22 | 235 | 99992 | 5.67 | 0 | -163.1015 | 0.2 | 0 | 0 | 0 | 0 | 0 | 0 | 0 | 0 | 0 | 0 | 0 | 0 | 0 | 0 | 0 | 0 | 0 | 0
|  | 6865 | 10 | 313 | 1 | 287 | 14 | 7 | 41 | 9.44 | 2.14 | 230 | 100005 | 5.637 | 0 | 174.2919 | 0.2 | 0 | 0 | 0 | 0 | 0 | 0 | 0 | 0 | 0 | 0 | 0 | 0 | 0 | 0 | 0 | 0 | 0 | 0
|  | 6866 | 10 | 314 | 2 | 287 | 14 | 7 | 41 | 8.83 | 2.1 | 213 | 99979 | 5.595 | 0 | 152.4411 | 0.2 | 0 | 0 | 0 | 0 | 0 | 0 | 0 | 0 | 0 | 0 | 0 | 0 | 0 | 0 | 0 | 0 | 0 | 0
|  | 6867 | 10 | 315 | 3 | 287 | 14 | 7 | 41 | 8.21 | 2.06 | 196 | 99953 | 5.541 | 0 | 133.6141 | 0.2 | 0 | 0 | 0 | 0 | 0 | 0 | 0 | 0 | 0 | 0 | 0 | 0 | 0 | 0 | 0 | 0 | 0 | 0
|  | 6868 | 10 | 316 | 4 | 287 | 14 | 7 | 41 | 7.6 | 2.03 | 179 | 99927 | 5.486 | 0 | 118.0282 | 0.2 | 0 | 0 | 0 | 0 | 0 | 0 | 0 | 0 | 0 | 0 | 0 | 0 | 0 | 0 | 0 | 0 | 0 | 0
|  | 6869 | 10 | 317 | 5 | 287 | 14 | 7 | 41 | 7.46 | 2.08 | 177 | 99904 | 5.543 | 0 | 104.8291 | 0.2 | 0 | 0 | 0 | 0 | 0 | 0 | 0 | 0 | 0 | 0 | 0 | 0 | 0 | 0 | 0 | 0 | 0 | 0
|  | 6870 | 10 | 318 | 6 | 287 | 14 | 7 | 41 | 7.32 | 2.13 | 174 | 99881 | 5.598 | 0 | 93.0388 | 0.2 | 0 | 0 | 0 | 0 | 0 | 0 | 0 | 0 | 0 | 0 | 0 | 0 | 0 | 0 | 0 | 0 | 0 | 0
|  | 6871 | 10 | 319 | 7 | 287 | 14 | 7 | 41 | 7.18 | 2.18 | 172 | 99858 | 5.651 | 0 | 81.8286 | 0.2 | 0 | 0 | 0 | 0 | 0 | 0 | 0 | 0 | 0 | 0 | 0 | 0 | 0 | 0 | 0 | 0 | 0 | 0
|  | 6872 | 10 | 320 | 8 | 287 | 14 | 7 | 41 | 8.35 | 2.43 | 177 | 99835 | 5.878 | 6.0102 | 70.5016 | 0.2 | 6.6786 | 6.6786 | 6.6786 | 6.6786 | 6.6786 | 6.6786 | 6.6786 | 6.6786 | 10.684 | 10.684 | 10.684 | 10.684 | 10.684 | 10.684 | 10.684 | 10.684 | 13 | 13
|  | 6873 | 10 | 321 | 9 | 287 | 14 | 7 | 41 | 9.52 | 2.68 | 182 | 99812 | 6.1 | 14.9537 | 58.4324 | 0.2 | 53.3733 | 53.3733 | 217.3044 | 53.3733 | 154.0967 | 53.3733 | 53.3733 | 53.3733 | 64.8782 | 64.8782 | 217.1314 | 64.8782 | 172.4368 | 64.8782 | 64.8782 | 64.8782 | 115.2066 | 63.8191
|  | 6874 | 10 | 322 | 10 | 287 | 14 | 7 | 41 | 10.69 | 2.92 | 187 | 99789 | 6.313 | 22.7417 | 45.056 | 0.2 | 87.0064 | 87.0064 | 238.2532 | 87.0064 | 237.9581 | 87.0064 | 87.0064 | 87.0064 | 111.7187 | 111.7187 | 282.0018 | 111.7187 | 281.7931 | 111.7187 | 111.7187 | 111.7187 | 207.1201 | 117.5502
|  | 6875 | 10 | 323 | 11 | 287 | 14 | 7 | 41 | 11.64 | 2.61 | 198 | 99710 | 6.259 | 28.7875 | 29.9759 | 0.2 | 121.8968 | 121.8968 | 358.687 | 121.8968 | 532.4273 | 121.8968 | 121.8968 | 121.8968 | 132.14 | 132.14 | 483.7118 | 132.14 | 606.5648 | 132.14 | 148.8399 | 132.14 | 384.1209 | 123.7135
|  | 6876 | 10 | 324 | 12 | 287 | 14 | 7 | 41 | 12.58 | 2.3 | 210 | 99632 | 6.163 | 32.447 | 13.2321 | 0.2 | 129.5465 | 129.5465 | 244.7465 | 129.5465 | 619.4694 | 129.5465 | 129.5465 | 129.5465 | 137.6145 | 137.6145 | 445.3289 | 137.6145 | 710.2979 | 137.6145 | 282.4115 | 137.6145 | 449.2102 | 129.2363
|  | 6877 | 10 | 325 | 13 | 287 | 14 | 7 | 41 | 13.53 | 1.99 | 221 | 99553 | 6.03 | 33.2097 | -4.4369 | 0.2 | 137.3332 | 137.3332 | 137.3332 | 137.3332 | 596.9842 | 137.3332 | 172.9991 | 137.3332 | 151.7725 | 151.7725 | 339.9598 | 151.7725 | 690.2017 | 151.7725 | 390.3989 | 151.7725 | 448.2648 | 146.462
|  | 6878 | 10 | 326 | 14 | 287 | 14 | 7 | 41 | 13.9 | 2.49 | 222 | 99458 | 6.206 | 30.9544 | -21.7803 | 0.2 | 118.7284 | 118.7284 | 118.7284 | 118.7284 | 760.3582 | 118.7284 | 375.1064 | 118.7284 | 106.9449 | 106.9449 | 218.6974 | 106.9449 | 853.6848 | 106.9449 | 581.2706 | 106.9449 | 501.9884 | 87.5685
|  | 6879 | 10 | 327 | 15 | 287 | 14 | 7 | 41 | 14.27 | 2.99 | 223 | 99363 | 6.387 | 26.0239 | -37.7379 | 0.2 | 123.0609 | 123.0609 | 123.0609 | 123.0609 | 517.9089 | 123.0609 | 428.6514 | 123.0609 | 138.8125 | 138.8125 | 138.8125 | 138.8125 | 590.3888 | 138.8125 | 527.2743 | 138.8125 | 378.7442 | 134.9668
|  | 6880 | 10 | 328 | 16 | 287 | 14 | 7 | 41 | 14.64 | 3.49 | 225 | 99268 | 6.573 | 19.0277 | -51.9362 | 0.2 | 83.2244 | 83.2244 | 83.2244 | 83.2244 | 500.3645 | 83.2244 | 615.9163 | 83.2244 | 83.2732 | 83.2732 | 83.2732 | 83.2732 | 543.2271 | 83.2732 | 624.9347 | 83.2732 | 307.6706 | 74.3376
|  | 6881 | 10 | 329 | 17 | 287 | 14 | 7 | 41 | 13.7 | 3.5 | 230 | 99255 | 6.605 | 10.5958 | -64.5948 | 0.2 | 64.9535 | 64.9535 | 64.9535 | 64.9535 | 205.4098 | 64.9535 | 360.6845 | 64.9535 | 86.0401 | 86.0401 | 86.0401 | 86.0401 | 228.664 | 86.0401 | 338.4598 | 86.0401 | 154.2445 | 93
|  | 6882 | 10 | 330 | 18 | 287 | 14 | 7 | 41 | 12.76 | 3.51 | 236 | 99242 | 6.608 | 1.2601 | -76.2178 | 0.2 | 15.453 | 15.453 | 15.453 | 15.453 | 28.2787 | 15.453 | 67.74 | 15.453 | 22.3424 | 22.3424 | 22.3424 | 22.3424 | 32.2488 | 22.3424 | 60.1522 | 22.3424 | 26.1842 | 25
|  | 6883 | 10 | 331 | 19 | 287 | 14 | 7 | 41 | 11.82 | 3.52 | 242 | 99229 | 6.583 | 0 | -87.405 | 0.2 | 0 | 0 | 0 | 0 | 0 | 0 | 0 | 0 | 0 | 0 | 0 | 0 | 0 | 0 | 0 | 0 | 0 | 0
|  | 6884 | 10 | 332 | 20 | 287 | 14 | 7 | 41 | 11.49 | 3.63 | 240 | 99232 | 6.675 | 0 | -98.8114 | 0.2 | 0 | 0 | 0 | 0 | 0 | 0 | 0 | 0 | 0 | 0 | 0 | 0 | 0 | 0 | 0 | 0 | 0 | 0
|  | 6885 | 10 | 333 | 21 | 287 | 14 | 7 | 41 | 11.17 | 3.74 | 238 | 99235 | 6.764 | 0 | -111.1917 | 0.2 | 0 | 0 | 0 | 0 | 0 | 0 | 0 | 0 | 0 | 0 | 0 | 0 | 0 | 0 | 0 | 0 | 0 | 0
|  | 6886 | 10 | 334 | 22 | 287 | 14 | 7 | 41 | 10.84 | 3.85 | 235 | 99238 | 6.841 | 0 | -125.4565 | 0.2 | 0 | 0 | 0 | 0 | 0 | 0 | 0 | 0 | 0 | 0 | 0 | 0 | 0 | 0 | 0 | 0 | 0 | 0
|  | 6887 | 10 | 335 | 23 | 287 | 14 | 7 | 41 | 10.65 | 3.83 | 234 | 99232 | 6.911 | 0 | -142.5913 | 0.2 | 0 | 0 | 0 | 0 | 0 | 0 | 0 | 0 | 0 | 0 | 0 | 0 | 0 | 0 | 0 | 0 | 0 | 0
|  | 6888 | 10 | 336 | 24 | 287 | 14 | 7 | 41 | 10.46 | 3.8 | 233 | 99225 | 6.978 | 0 | -163.077 | 0.2 | 0 | 0 | 0 | 0 | 0 | 0 | 0 | 0 | 0 | 0 | 0 | 0 | 0 | 0 | 0 | 0 | 0 | 0
|  | 6889 | 10 | 337 | 1 | 288 | 15 | 1 | 42 | 10.27 | 3.78 | 232 | 99219 | 7.042 | 0 | 174.1686 | 0.2 | 0 | 0 | 0 | 0 | 0 | 0 | 0 | 0 | 0 | 0 | 0 | 0 | 0 | 0 | 0 | 0 | 0 | 0
|  | 6890 | 10 | 338 | 2 | 288 | 15 | 1 | 42 | 9.99 | 3.87 | 228 | 99166 | 6.905 | 0 | 152.196 | 0.2 | 0 | 0 | 0 | 0 | 0 | 0 | 0 | 0 | 0 | 0 | 0 | 0 | 0 | 0 | 0 | 0 | 0 | 0
|  | 6891 | 10 | 339 | 3 | 288 | 15 | 1 | 42 | 9.71 | 3.95 | 224 | 99114 | 6.769 | 0 | 133.312 | 0.2 | 0 | 0 | 0 | 0 | 0 | 0 | 0 | 0 | 0 | 0 | 0 | 0 | 0 | 0 | 0 | 0 | 0 | 0
|  | 6892 | 10 | 340 | 4 | 288 | 15 | 1 | 42 | 9.43 | 4.04 | 220 | 99061 | 6.636 | 0 | 117.7138 | 0.2 | 0 | 0 | 0 | 0 | 0 | 0 | 0 | 0 | 0 | 0 | 0 | 0 | 0 | 0 | 0 | 0 | 0 | 0
|  | 6893 | 10 | 341 | 5 | 288 | 15 | 1 | 42 | 9.19 | 4.05 | 212 | 99019 | 6.551 | 0 | 104.5207 | 0.2 | 0 | 0 | 0 | 0 | 0 | 0 | 0 | 0 | 0 | 0 | 0 | 0 | 0 | 0 | 0 | 0 | 0 | 0
|  | 6894 | 10 | 342 | 6 | 288 | 15 | 1 | 42 | 8.95 | 4.06 | 204 | 98976 | 6.466 | 0 | 92.7406 | 0.2 | 0 | 0 | 0 | 0 | 0 | 0 | 0 | 0 | 0 | 0 | 0 | 0 | 0 | 0 | 0 | 0 | 0 | 0
|  | 6895 | 10 | 343 | 7 | 288 | 15 | 1 | 42 | 8.71 | 4.07 | 195 | 98934 | 6.382 | 0 | 81.5401 | 0.2 | 0 | 0 | 0 | 0 | 0 | 0 | 0 | 0 | 0 | 0 | 0 | 0 | 0 | 0 | 0 | 0 | 0 | 0
|  | 6896 | 10 | 344 | 8 | 288 | 15 | 1 | 42 | 9.65 | 3.67 | 185 | 98878 | 6.786 | 5.7553 | 70.2227 | 0.2 | 2.0383 | 2.0383 | 2.0383 | 2.0383 | 2.0383 | 2.0383 | 2.0383 | 2.0383 | 3.2756 | 3.2756 | 3.2756 | 3.2756 | 3.2756 | 3.2756 | 3.2756 | 3.2756 | 4 | 4
|  | 6897 | 10 | 345 | 9 | 288 | 15 | 1 | 42 | 10.59 | 3.28 | 174 | 98822 | 7.211 | 14.6784 | 58.1663 | 0.2 | 47.4312 | 47.4312 | 156.9032 | 47.4312 | 115.396 | 47.4312 | 47.4312 | 47.4312 | 62.3258 | 62.3258 | 163.6007 | 62.3258 | 134.2507 | 62.3258 | 62.3258 | 62.3258 | 99.5752 | 65.8229
|  | 6898 | 10 | 346 | 10 | 288 | 15 | 1 | 42 | 11.53 | 2.88 | 163 | 98767 | 7.66 | 22.4391 | 44.8128 | 0.2 | 22.3571 | 22.3571 | 22.3571 | 22.3571 | 22.3571 | 22.3571 | 22.3571 | 22.3571 | 35.5277 | 35.5277 | 35.5277 | 35.5277 | 35.5277 | 35.5277 | 35.5277 | 35.5277 | 43 | 43
|  | 6899 | 10 | 347 | 11 | 288 | 15 | 1 | 42 | 12.14 | 2.74 | 176 | 98685 | 8.075 | 28.4543 | 29.7754 | 0.2 | 30.8466 | 30.8466 | 30.8466 | 30.8466 | 30.8466 | 30.8466 | 30.8466 | 30.8466 | 48.868 | 48.868 | 48.868 | 48.868 | 48.868 | 48.868 | 48.868 | 48.868 | 59 | 59
|  | 6900 | 10 | 348 | 12 | 288 | 15 | 1 | 42 | 12.74 | 2.61 | 189 | 98603 | 8.505 | 32.087 | 13.1007 | 0.2 | 30.8897 | 30.8897 | 30.8897 | 30.8897 | 30.8897 | 30.8897 | 30.8897 | 30.8897 | 48.8984 | 48.8984 | 48.8984 | 48.8984 | 48.8984 | 48.8984 | 48.8984 | 48.8984 | 59 | 59
|  | 6901 | 10 | 349 | 13 | 288 | 15 | 1 | 42 | 13.35 | 2.47 | 201 | 98521 | 8.96 | 32.8346 | -4.4793 | 0.2 | 32.4887 | 32.4887 | 32.4887 | 32.4887 | 32.4887 | 32.4887 | 32.4887 | 32.4887 | 51.4049 | 51.4049 | 51.4049 | 51.4049 | 51.4049 | 51.4049 | 51.4049 | 51.4049 | 62 | 62
|  | 6902 | 10 | 350 | 14 | 288 | 15 | 1 | 42 | 13.26 | 2.43 | 209 | 98442 | 8.869 | 30.5797 | -21.7349 | 0.2 | 48.2322 | 48.2322 | 48.2322 | 48.2322 | 48.9119 | 48.2322 | 48.5031 | 48.2322 | 76.0783 | 76.0783 | 76.1925 | 76.0783 | 76.8647 | 76.0783 | 76.5757 | 76.0783 | 92 | 91.5676
|  | 6903 | 10 | 351 | 15 | 288 | 15 | 1 | 42 | 13.18 | 2.39 | 217 | 98363 | 8.785 | 25.6612 | -37.6244 | 0.2 | 79.7763 | 79.7763 | 79.7763 | 79.7763 | 104.2812 | 79.7763 | 98.6642 | 79.7763 | 123.6692 | 123.6692 | 123.6692 | 123.6692 | 151.5075 | 123.6692 | 147.5357 | 123.6692 | 162.8751 | 148.0108
|  | 6904 | 10 | 352 | 16 | 288 | 15 | 1 | 42 | 13.09 | 2.34 | 225 | 98285 | 8.695 | 18.6817 | -51.7786 | 0.2 | 88.5586 | 88.5586 | 88.5586 | 88.5586 | 248.3745 | 88.5586 | 291.4924 | 88.5586 | 115.7041 | 115.7041 | 115.7041 | 115.7041 | 290.4703 | 115.7041 | 320.9592 | 115.7041 | 210.987 | 123.6462
|  | 6905 | 10 | 353 | 17 | 288 | 15 | 1 | 42 | 12.42 | 3.19 | 218 | 98252 | 8.272 | 10.2653 | -64.4107 | 0.2 | 32.3628 | 32.3628 | 32.3628 | 32.3628 | 41.8223 | 32.3628 | 52.1157 | 32.3628 | 50.7084 | 50.7084 | 50.7084 | 50.7084 | 60.2019 | 50.7084 | 67.4805 | 50.7084 | 65 | 61.0336
|  | 6906 | 10 | 354 | 18 | 288 | 15 | 1 | 42 | 11.74 | 4.03 | 212 | 98219 | 7.862 | 0.94081 | -76.0178 | 0.2 | 3.0852 | 3.0852 | 3.0852 | 3.0852 | 3.0852 | 3.0852 | 3.0852 | 3.0852 | 4.933 | 4.933 | 4.933 | 4.933 | 4.933 | 4.933 | 4.933 | 4.933 | 6 | 6
|  | 6907 | 10 | 355 | 19 | 288 | 15 | 1 | 42 | 11.06 | 4.87 | 206 | 98187 | 7.471 | 0 | -87.1946 | 0.2 | 0 | 0 | 0 | 0 | 0 | 0 | 0 | 0 | 0 | 0 | 0 | 0 | 0 | 0 | 0 | 0 | 0 | 0
|  | 6908 | 10 | 356 | 20 | 288 | 15 | 1 | 42 | 11.1 | 4.92 | 203 | 98154 | 7.574 | 0 | -98.5951 | 0.2 | 0 | 0 | 0 | 0 | 0 | 0 | 0 | 0 | 0 | 0 | 0 | 0 | 0 | 0 | 0 | 0 | 0 | 0
|  | 6909 | 10 | 357 | 21 | 288 | 15 | 1 | 42 | 11.14 | 4.97 | 199 | 98121 | 7.677 | 0 | -110.9767 | 0.2 | 0 | 0 | 0 | 0 | 0 | 0 | 0 | 0 | 0 | 0 | 0 | 0 | 0 | 0 | 0 | 0 | 0 | 0
|  | 6910 | 10 | 358 | 22 | 288 | 15 | 1 | 42 | 11.18 | 5.02 | 196 | 98088 | 7.781 | 0 | -125.2601 | 0.2 | 0 | 0 | 0 | 0 | 0 | 0 | 0 | 0 | 0 | 0 | 0 | 0 | 0 | 0 | 0 | 0 | 0 | 0
|  | 6911 | 10 | 359 | 23 | 288 | 15 | 1 | 42 | 11.1 | 5.33 | 204 | 98108 | 7.815 | 0 | -142.4502 | 0.2 | 0 | 0 | 0 | 0 | 0 | 0 | 0 | 0 | 0 | 0 | 0 | 0 | 0 | 0 | 0 | 0 | 0 | 0
|  | 6912 | 10 | 360 | 24 | 288 | 15 | 1 | 42 | 11.03 | 5.64 | 213 | 98128 | 7.854 | 0 | -163.0488 | 0.2 | 0 | 0 | 0 | 0 | 0 | 0 | 0 | 0 | 0 | 0 | 0 | 0 | 0 | 0 | 0 | 0 | 0 | 0
|  | 6913 | 10 | 361 | 1 | 289 | 16 | 2 | 42 | 10.95 | 5.94 | 222 | 98147 | 7.887 | 0 | 174.0477 | 0.2 | 0 | 0 | 0 | 0 | 0 | 0 | 0 | 0 | 0 | 0 | 0 | 0 | 0 | 0 | 0 | 0 | 0 | 0
|  | 6914 | 10 | 362 | 2 | 289 | 16 | 2 | 42 | 9.7 | 4.99 | 236 | 98298 | 7.286 | 0 | 151.9524 | 0.2 | 0 | 0 | 0 | 0 | 0 | 0 | 0 | 0 | 0 | 0 | 0 | 0 | 0 | 0 | 0 | 0 | 0 | 0
|  | 6915 | 10 | 363 | 3 | 289 | 16 | 2 | 42 | 8.46 | 4.03 | 250 | 98449 | 6.73 | 0 | 133.0116 | 0.2 | 0 | 0 | 0 | 0 | 0 | 0 | 0 | 0 | 0 | 0 | 0 | 0 | 0 | 0 | 0 | 0 | 0 | 0
|  | 6916 | 10 | 364 | 4 | 289 | 16 | 2 | 42 | 7.21 | 3.08 | 264 | 98599 | 6.207 | 0 | 117.4015 | 0.2 | 0 | 0 | 0 | 0 | 0 | 0 | 0 | 0 | 0 | 0 | 0 | 0 | 0 | 0 | 0 | 0 | 0 | 0
|  | 6917 | 10 | 365 | 5 | 289 | 16 | 2 | 42 | 6.85 | 3.31 | 262 | 98701 | 6.012 | 0 | 104.2147 | 0.2 | 0 | 0 | 0 | 0 | 0 | 0 | 0 | 0 | 0 | 0 | 0 | 0 | 0 | 0 | 0 | 0 | 0 | 0
|  | 6918 | 10 | 366 | 6 | 289 | 16 | 2 | 42 | 6.49 | 3.54 | 259 | 98803 | 5.822 | 0 | 92.4452 | 0.2 | 0 | 0 | 0 | 0 | 0 | 0 | 0 | 0 | 0 | 0 | 0 | 0 | 0 | 0 | 0 | 0 | 0 | 0
|  | 6919 | 10 | 367 | 7 | 289 | 16 | 2 | 42 | 6.13 | 3.77 | 257 | 98904 | 5.638 | 0 | 81.2548 | 0.2 | 0 | 0 | 0 | 0 | 0 | 0 | 0 | 0 | 0 | 0 | 0 | 0 | 0 | 0 | 0 | 0 | 0 | 0
|  | 6920 | 10 | 368 | 8 | 289 | 16 | 2 | 42 | 6.54 | 3.8 | 254 | 98993 | 5.703 | 5.5001 | 69.9474 | 0.2 | 5.6432 | 5.6432 | 5.6432 | 5.6432 | 5.6432 | 5.6432 | 5.6432 | 5.6432 | 9.0347 | 9.0347 | 9.0347 | 9.0347 | 9.0347 | 9.0347 | 9.0347 | 9.0347 | 11 | 11
|  | 6921 | 10 | 369 | 9 | 289 | 16 | 2 | 42 | 6.94 | 3.83 | 251 | 99081 | 5.764 | 14.403 | 57.9043 | 0.2 | 21.8304 | 21.8304 | 21.8304 | 21.8304 | 21.8304 | 21.8304 | 21.8304 | 21.8304 | 34.6967 | 34.6967 | 34.6967 | 34.6967 | 34.6967 | 34.6967 | 34.6967 | 34.6967 | 42 | 42
|  | 6922 | 10 | 370 | 10 | 289 | 16 | 2 | 42 | 7.35 | 3.86 | 249 | 99170 | 5.826 | 22.1366 | 44.5742 | 0.2 | 14.4988 | 14.4988 | 14.4988 | 14.4988 | 14.4988 | 14.4988 | 14.4988 | 14.4988 | 23.0924 | 23.0924 | 23.0924 | 23.0924 | 23.0924 | 23.0924 | 23.0924 | 23.0924 | 28 | 28
|  | 6923 | 10 | 371 | 11 | 289 | 16 | 2 | 42 | 7.97 | 4.13 | 251 | 99193 | 5.701 | 28.1219 | 29.5798 | 0.2 | 20.3015 | 20.3015 | 20.3015 | 20.3015 | 20.3015 | 20.3015 | 20.3015 | 20.3015 | 32.2399 | 32.2399 | 32.2399 | 32.2399 | 32.2399 | 32.2399 | 32.2399 | 32.2399 | 39 | 39
|  | 6924 | 10 | 372 | 12 | 289 | 16 | 2 | 42 | 8.59 | 4.4 | 253 | 99215 | 5.555 | 31.7284 | 12.9737 | 0.2 | 100.7427 | 100.7427 | 109.9355 | 100.7427 | 140.6444 | 100.7427 | 100.7427 | 100.7427 | 154.9416 | 154.9416 | 179.3439 | 154.9416 | 201.0584 | 154.9416 | 166.3434 | 154.9416 | 210.1372 | 184.8198
|  | 6925 | 10 | 373 | 13 | 289 | 16 | 2 | 42 | 9.22 | 4.66 | 256 | 99238 | 5.387 | 32.4616 | -4.5184 | 0.2 | 63.4949 | 63.4949 | 63.4949 | 63.4949 | 68.7492 | 63.4949 | 63.9101 | 63.4949 | 99.6265 | 99.6265 | 101.7037 | 99.6265 | 105.7126 | 99.6265 | 102.2909 | 99.6265 | 123 | 119.6472
|  | 6926 | 10 | 374 | 14 | 289 | 16 | 2 | 42 | 9.57 | 3.93 | 260 | 99288 | 5.365 | 30.2075 | -21.6873 | 0.2 | 85.8334 | 85.8334 | 85.8334 | 85.8334 | 107.3622 | 85.8334 | 94.3952 | 85.8334 | 133.2698 | 133.2698 | 136.7536 | 133.2698 | 158.031 | 133.2698 | 148.8619 | 133.2698 | 172.971 | 159.4824
|  | 6927 | 10 | 375 | 15 | 289 | 16 | 2 | 42 | 9.92 | 3.19 | 264 | 99337 | 5.339 | 25.3013 | -37.5099 | 0.2 | 75.6407 | 75.6407 | 75.6407 | 75.6407 | 95.9174 | 75.6407 | 91.2051 | 75.6407 | 117.5774 | 117.5774 | 117.5774 | 117.5774 | 140.4596 | 117.5774 | 137.1275 | 117.5774 | 152.936 | 140.8523
|  | 6928 | 10 | 376 | 16 | 289 | 16 | 2 | 42 | 10.27 | 2.46 | 268 | 99386 | 5.308 | 18.3387 | -51.6203 | 0.2 | 43.9753 | 43.9753 | 43.9753 | 43.9753 | 48.9324 | 43.9753 | 50.2341 | 43.9753 | 69.2098 | 69.2098 | 69.2098 | 69.2098 | 74.5863 | 69.2098 | 75.5068 | 69.2098 | 86 | 83.3535
|  | 6929 | 10 | 377 | 17 | 289 | 16 | 2 | 42 | 9.2 | 2.34 | 256 | 99415 | 5.258 | 9.938 | -64.2261 | 0.2 | 42.7355 | 42.7355 | 42.7355 | 42.7355 | 93.477 | 42.7355 | 147.8214 | 42.7355 | 60.6751 | 60.6751 | 60.6751 | 60.6751 | 111.0124 | 60.6751 | 149.4397 | 60.6751 | 88.708 | 68.2618
|  | 6930 | 10 | 378 | 18 | 289 | 16 | 2 | 42 | 8.12 | 2.23 | 244 | 99445 | 5.183 | 0.62475 | -75.817 | 0.2 | 11.8668 | 11.8668 | 11.8668 | 11.8668 | 35.1252 | 11.8668 | 103.8977 | 11.8668 | 18.437 | 18.437 | 18.437 | 18.437 | 35.615 | 18.437 | 84.2445 | 18.437 | 23.0351 | 22
|  | 6931 | 10 | 379 | 19 | 289 | 16 | 2 | 42 | 7.05 | 2.12 | 232 | 99474 | 5.092 | 0 | -86.9832 | 0.2 | 0 | 0 | 0 | 0 | 0 | 0 | 0 | 0 | 0 | 0 | 0 | 0 | 0 | 0 | 0 | 0 | 0 | 0
|  | 6932 | 10 | 380 | 20 | 289 | 16 | 2 | 42 | 6.39 | 2.11 | 225 | 99517 | 4.968 | 0 | -98.3773 | 0.2 | 0 | 0 | 0 | 0 | 0 | 0 | 0 | 0 | 0 | 0 | 0 | 0 | 0 | 0 | 0 | 0 | 0 | 0
|  | 6933 | 10 | 381 | 21 | 289 | 16 | 2 | 42 | 5.72 | 2.11 | 218 | 99560 | 4.84 | 0 | -110.7595 | 0.2 | 0 | 0 | 0 | 0 | 0 | 0 | 0 | 0 | 0 | 0 | 0 | 0 | 0 | 0 | 0 | 0 | 0 | 0
|  | 6934 | 10 | 382 | 22 | 289 | 16 | 2 | 42 | 5.06 | 2.1 | 211 | 99602 | 4.716 | 0 | -125.0604 | 0.2 | 0 | 0 | 0 | 0 | 0 | 0 | 0 | 0 | 0 | 0 | 0 | 0 | 0 | 0 | 0 | 0 | 0 | 0
|  | 6935 | 10 | 383 | 23 | 289 | 16 | 2 | 42 | 4.85 | 2.24 | 203 | 99599 | 4.683 | 0 | -142.3052 | 0.2 | 0 | 0 | 0 | 0 | 0 | 0 | 0 | 0 | 0 | 0 | 0 | 0 | 0 | 0 | 0 | 0 | 0 | 0
|  | 6936 | 10 | 384 | 24 | 289 | 16 | 2 | 42 | 4.64 | 2.38 | 195 | 99596 | 4.649 | 0 | -163.0168 | 0.2 | 0 | 0 | 0 | 0 | 0 | 0 | 0 | 0 | 0 | 0 | 0 | 0 | 0 | 0 | 0 | 0 | 0 | 0
|  | 6937 | 10 | 385 | 1 | 290 | 17 | 3 | 42 | 4.43 | 2.52 | 187 | 99592 | 4.615 | 0 | 173.9295 | 0.2 | 0 | 0 | 0 | 0 | 0 | 0 | 0 | 0 | 0 | 0 | 0 | 0 | 0 | 0 | 0 | 0 | 0 | 0
|  | 6938 | 10 | 386 | 2 | 290 | 17 | 3 | 42 | 4.14 | 2.55 | 185 | 99599 | 4.542 | 0 | 151.7105 | 0.2 | 0 | 0 | 0 | 0 | 0 | 0 | 0 | 0 | 0 | 0 | 0 | 0 | 0 | 0 | 0 | 0 | 0 | 0
|  | 6939 | 10 | 387 | 3 | 290 | 17 | 3 | 42 | 3.86 | 2.57 | 184 | 99605 | 4.473 | 0 | 132.7129 | 0.2 | 0 | 0 | 0 | 0 | 0 | 0 | 0 | 0 | 0 | 0 | 0 | 0 | 0 | 0 | 0 | 0 | 0 | 0
|  | 6940 | 10 | 388 | 4 | 290 | 17 | 3 | 42 | 3.57 | 2.59 | 182 | 99612 | 4.401 | 0 | 117.0915 | 0.2 | 0 | 0 | 0 | 0 | 0 | 0 | 0 | 0 | 0 | 0 | 0 | 0 | 0 | 0 | 0 | 0 | 0 | 0
|  | 6941 | 10 | 389 | 5 | 290 | 17 | 3 | 42 | 3.39 | 2.8 | 181 | 99592 | 4.325 | 0 | 103.9114 | 0.2 | 0 | 0 | 0 | 0 | 0 | 0 | 0 | 0 | 0 | 0 | 0 | 0 | 0 | 0 | 0 | 0 | 0 | 0
|  | 6942 | 10 | 390 | 6 | 290 | 17 | 3 | 42 | 3.21 | 3 | 179 | 99573 | 4.251 | 0 | 92.1527 | 0.2 | 0 | 0 | 0 | 0 | 0 | 0 | 0 | 0 | 0 | 0 | 0 | 0 | 0 | 0 | 0 | 0 | 0 | 0
|  | 6943 | 10 | 391 | 7 | 290 | 17 | 3 | 42 | 3.03 | 3.2 | 177 | 99553 | 4.177 | 0 | 80.9728 | 0.2 | 0 | 0 | 0 | 0 | 0 | 0 | 0 | 0 | 0 | 0 | 0 | 0 | 0 | 0 | 0 | 0 | 0 | 0
|  | 6944 | 10 | 392 | 8 | 290 | 17 | 3 | 42 | 5.14 | 3.82 | 180 | 99550 | 4.476 | 5.2447 | 69.6757 | 0.2 | 6.1639 | 6.1639 | 6.1639 | 6.1639 | 6.1639 | 6.1639 | 6.1639 | 6.1639 | 9.8615 | 9.8615 | 9.8615 | 9.8615 | 9.8615 | 9.8615 | 9.8615 | 9.8615 | 12 | 12
|  | 6945 | 10 | 393 | 9 | 290 | 17 | 3 | 42 | 7.26 | 4.43 | 183 | 99546 | 4.755 | 14.1274 | 57.6464 | 0.2 | 51.1987 | 51.1987 | 586.0756 | 51.1987 | 390.0341 | 51.1987 | 51.1987 | 51.1987 | 45.6868 | 45.6868 | 536.5887 | 45.6868 | 397.9665 | 45.6868 | 45.6868 | 45.6868 | 194.4388 | 35.0755
|  | 6946 | 10 | 394 | 10 | 290 | 17 | 3 | 42 | 9.37 | 5.05 | 186 | 99543 | 4.995 | 21.8344 | 44.3404 | 0.2 | 79.071 | 79.071 | 577.8472 | 79.071 | 589.4659 | 79.071 | 79.071 | 79.071 | 67.9987 | 67.9987 | 622.8717 | 67.9987 | 631.0874 | 67.9987 | 67.9987 | 67.9987 | 338.1174 | 52.1846
|  | 6947 | 10 | 395 | 11 | 290 | 17 | 3 | 42 | 10.32 | 5.2 | 196 | 99514 | 5.07 | 27.7902 | 29.389 | 0.2 | 95.0668 | 95.0668 | 465.1888 | 95.0668 | 752.2214 | 95.0668 | 95.0668 | 95.0668 | 76.821 | 76.821 | 619.6041 | 76.821 | 822.5668 | 76.821 | 96.1725 | 76.821 | 454.3239 | 56.8348
|  | 6948 | 10 | 396 | 12 | 290 | 17 | 3 | 42 | 11.27 | 5.36 | 206 | 99484 | 5.131 | 31.3714 | 12.8512 | 0.2 | 118.2548 | 118.2548 | 266.8768 | 118.2548 | 769.7195 | 118.2548 | 118.2548 | 118.2548 | 106.8849 | 106.8849 | 500.0621 | 106.8849 | 855.6256 | 106.8849 | 289.8789 | 106.8849 | 494.9497 | 87.5351
|  | 6949 | 10 | 397 | 13 | 290 | 17 | 3 | 42 | 12.22 | 5.52 | 216 | 99455 | 5.175 | 32.0909 | -4.554 | 0.2 | 89.8634 | 89.8634 | 89.8634 | 89.8634 | 112.4573 | 89.8634 | 91.663 | 89.8634 | 139.4363 | 139.4363 | 148.2138 | 139.4363 | 165.4626 | 139.4363 | 150.7589 | 139.4363 | 180.9935 | 166.7805
|  | 6950 | 10 | 398 | 14 | 290 | 17 | 3 | 42 | 12.12 | 4.91 | 221 | 99464 | 5.535 | 29.838 | -21.6377 | 0.2 | 26.6341 | 26.6341 | 26.6341 | 26.6341 | 26.6341 | 26.6341 | 26.6341 | 26.6341 | 42.2207 | 42.2207 | 42.2207 | 42.2207 | 42.2207 | 42.2207 | 42.2207 | 42.2207 | 51 | 51
|  | 6951 | 10 | 399 | 15 | 290 | 17 | 3 | 42 | 12.02 | 4.3 | 226 | 99474 | 5.89 | 24.9444 | -37.3942 | 0.2 | 36.1243 | 36.1243 | 36.1243 | 36.1243 | 36.1243 | 36.1243 | 36.1243 | 36.1243 | 57.1857 | 57.1857 | 57.1857 | 57.1857 | 57.1857 | 57.1857 | 57.1857 | 57.1857 | 69 | 69
|  | 6952 | 10 | 400 | 16 | 290 | 17 | 3 | 42 | 11.91 | 3.7 | 231 | 99484 | 6.236 | 17.9987 | -51.4614 | 0.2 | 38.2471 | 38.2471 | 38.2471 | 38.2471 | 40.5099 | 38.2471 | 41.0879 | 38.2471 | 60.3897 | 60.3897 | 60.3897 | 60.3897 | 62.824 | 60.3897 | 63.2327 | 60.3897 | 74 | 72.82
|  | 6953 | 10 | 401 | 17 | 290 | 17 | 3 | 42 | 11.66 | 3.17 | 231 | 99523 | 6.327 | 9.6138 | -64.0409 | 0.2 | 27.8027 | 27.8027 | 27.8027 | 27.8027 | 33.5478 | 27.8027 | 39.6032 | 27.8027 | 43.7698 | 43.7698 | 43.7698 | 43.7698 | 49.4041 | 43.7698 | 53.6859 | 43.7698 | 55 | 52.7769
|  | 6954 | 10 | 402 | 18 | 290 | 17 | 3 | 42 | 11.41 | 2.65 | 232 | 99563 | 6.413 | 0.31205 | -75.6155 | 0.2 | 4.1256 | 4.1256 | 4.1256 | 4.1256 | 4.2901 | 4.1256 | 4.7669 | 4.1256 | 6.557 | 6.557 | 6.557 | 6.557 | 6.6759 | 6.557 | 7.013 | 6.557 | 7.9459 | 7.9423
|  | 6955 | 10 | 403 | 19 | 290 | 17 | 3 | 42 | 11.16 | 2.12 | 233 | 99602 | 6.494 | 0 | -86.7709 | 0.2 | 0 | 0 | 0 | 0 | 0 | 0 | 0 | 0 | 0 | 0 | 0 | 0 | 0 | 0 | 0 | 0 | 0 | 0
|  | 6956 | 10 | 404 | 20 | 290 | 17 | 3 | 42 | 10.69 | 1.98 | 227 | 99632 | 6.57 | 0 | -98.1579 | 0.2 | 0 | 0 | 0 | 0 | 0 | 0 | 0 | 0 | 0 | 0 | 0 | 0 | 0 | 0 | 0 | 0 | 0 | 0
|  | 6957 | 10 | 405 | 21 | 290 | 17 | 3 | 42 | 10.21 | 1.83 | 222 | 99661 | 6.629 | 0 | -110.54 | 0.2 | 0 | 0 | 0 | 0 | 0 | 0 | 0 | 0 | 0 | 0 | 0 | 0 | 0 | 0 | 0 | 0 | 0 | 0
|  | 6958 | 10 | 406 | 22 | 290 | 17 | 3 | 42 | 9.74 | 1.68 | 217 | 99691 | 6.682 | 0 | -124.8575 | 0.2 | 0 | 0 | 0 | 0 | 0 | 0 | 0 | 0 | 0 | 0 | 0 | 0 | 0 | 0 | 0 | 0 | 0 | 0
|  | 6959 | 10 | 407 | 23 | 290 | 17 | 3 | 42 | 9.71 | 1.84 | 199 | 99677 | 6.764 | 0 | -142.156 | 0.2 | 0 | 0 | 0 | 0 | 0 | 0 | 0 | 0 | 0 | 0 | 0 | 0 | 0 | 0 | 0 | 0 | 0 | 0
|  | 6960 | 10 | 408 | 24 | 290 | 17 | 3 | 42 | 9.67 | 2 | 182 | 99664 | 6.841 | 0 | -162.9809 | 0.2 | 0 | 0 | 0 | 0 | 0 | 0 | 0 | 0 | 0 | 0 | 0 | 0 | 0 | 0 | 0 | 0 | 0 | 0
|  | 6961 | 10 | 409 | 1 | 291 | 18 | 4 | 42 | 9.64 | 2.17 | 165 | 99651 | 6.922 | 0 | 173.8141 | 0.2 | 0 | 0 | 0 | 0 | 0 | 0 | 0 | 0 | 0 | 0 | 0 | 0 | 0 | 0 | 0 | 0 | 0 | 0
|  | 6962 | 10 | 410 | 2 | 291 | 18 | 4 | 42 | 9.19 | 2.04 | 160 | 99615 | 6.714 | 0 | 151.4705 | 0.2 | 0 | 0 | 0 | 0 | 0 | 0 | 0 | 0 | 0 | 0 | 0 | 0 | 0 | 0 | 0 | 0 | 0 | 0
|  | 6963 | 10 | 411 | 3 | 291 | 18 | 4 | 42 | 8.73 | 1.91 | 155 | 99579 | 6.507 | 0 | 132.4163 | 0.2 | 0 | 0 | 0 | 0 | 0 | 0 | 0 | 0 | 0 | 0 | 0 | 0 | 0 | 0 | 0 | 0 | 0 | 0
|  | 6964 | 10 | 412 | 4 | 291 | 18 | 4 | 42 | 8.28 | 1.78 | 151 | 99543 | 6.31 | 0 | 116.7838 | 0.2 | 0 | 0 | 0 | 0 | 0 | 0 | 0 | 0 | 0 | 0 | 0 | 0 | 0 | 0 | 0 | 0 | 0 | 0
|  | 6965 | 10 | 413 | 5 | 291 | 18 | 4 | 42 | 8.54 | 1.88 | 153 | 99510 | 6.214 | 0 | 103.6107 | 0.2 | 0 | 0 | 0 | 0 | 0 | 0 | 0 | 0 | 0 | 0 | 0 | 0 | 0 | 0 | 0 | 0 | 0 | 0
|  | 6966 | 10 | 414 | 6 | 291 | 18 | 4 | 42 | 8.8 | 1.97 | 155 | 99478 | 6.113 | 0 | 91.8632 | 0.2 | 0 | 0 | 0 | 0 | 0 | 0 | 0 | 0 | 0 | 0 | 0 | 0 | 0 | 0 | 0 | 0 | 0 | 0
|  | 6967 | 10 | 415 | 7 | 291 | 18 | 4 | 42 | 9.06 | 2.07 | 156 | 99445 | 6.005 | 0 | 80.6942 | 0.2 | 0 | 0 | 0 | 0 | 0 | 0 | 0 | 0 | 0 | 0 | 0 | 0 | 0 | 0 | 0 | 0 | 0 | 0
|  | 6968 | 10 | 416 | 8 | 291 | 18 | 4 | 42 | 11.06 | 3 | 162 | 99458 | 6.387 | 4.9892 | 69.4079 | 0.2 | 0 | 0 | 0 | 0 | 0 | 0 | 0 | 0 | 0 | 0 | 0 | 0 | 0 | 0 | 0 | 0 | 0 | 0
|  | 6969 | 10 | 417 | 9 | 291 | 18 | 4 | 42 | 13.05 | 3.94 | 168 | 99471 | 6.735 | 13.8519 | 57.3929 | 0.2 | 50.1902 | 50.1902 | 246.8268 | 50.1902 | 175.9789 | 50.1902 | 50.1902 | 50.1902 | 59.9911 | 59.9911 | 239.7349 | 59.9911 | 189.6379 | 59.9911 | 59.9911 | 59.9911 | 116.1873 | 58.6278
|  | 6970 | 10 | 418 | 10 | 291 | 18 | 4 | 42 | 15.05 | 4.87 | 174 | 99484 | 7.046 | 21.5325 | 44.1112 | 0.2 | 87.9098 | 87.9098 | 318.8481 | 87.9098 | 326.1261 | 87.9098 | 87.9098 | 87.9098 | 103.5612 | 103.5612 | 359.4268 | 103.5612 | 364.5731 | 103.5612 | 103.5612 | 103.5612 | 233.0128 | 102.1025
|  | 6971 | 10 | 419 | 11 | 291 | 18 | 4 | 42 | 16.56 | 4.94 | 179 | 99474 | 7.358 | 27.4595 | 29.2032 | 0.2 | 78.2431 | 78.2431 | 91.197 | 78.2431 | 101.4182 | 78.2431 | 78.2431 | 78.2431 | 121.4187 | 121.4187 | 140.3345 | 121.4187 | 147.562 | 121.4187 | 122.015 | 121.4187 | 159.1679 | 145.3708
|  | 6972 | 10 | 420 | 12 | 291 | 18 | 4 | 42 | 18.07 | 5.02 | 185 | 99464 | 7.651 | 31.016 | 12.7333 | 0.2 | 84.2601 | 84.2601 | 88.7483 | 84.2601 | 104.1217 | 84.2601 | 84.2601 | 84.2601 | 130.971 | 130.971 | 142.8015 | 130.971 | 153.6721 | 130.971 | 136.4543 | 130.971 | 169.0254 | 156.7827
|  | 6973 | 10 | 421 | 13 | 291 | 18 | 4 | 42 | 19.59 | 5.09 | 190 | 99455 | 7.926 | 31.7225 | -4.5863 | 0.2 | 124.0168 | 124.0168 | 124.0168 | 124.0168 | 307.2633 | 124.0168 | 138.7162 | 124.0168 | 167.907 | 167.907 | 237.8675 | 167.907 | 377.8365 | 167.907 | 258.6557 | 167.907 | 298.8216 | 185.1831
|  | 6974 | 10 | 422 | 14 | 291 | 18 | 4 | 42 | 19.21 | 4.54 | 185 | 99425 | 8.079 | 29.4713 | -21.586 | 0.2 | 120.0654 | 120.0654 | 120.0654 | 120.0654 | 306.0601 | 120.0654 | 193.6535 | 120.0654 | 162.5309 | 162.5309 | 190.4245 | 162.5309 | 373.9772 | 162.5309 | 294.4937 | 162.5309 | 292.5335 | 179.498
|  | 6975 | 10 | 423 | 15 | 291 | 18 | 4 | 42 | 18.83 | 3.99 | 180 | 99396 | 8.221 | 24.5905 | -37.2774 | 0.2 | 92.5448 | 92.5448 | 92.5448 | 92.5448 | 176.52 | 92.5448 | 156.4645 | 92.5448 | 134.8885 | 134.8885 | 134.8885 | 134.8885 | 228.4187 | 134.8885 | 214.2373 | 134.8885 | 204.1039 | 155.8075
|  | 6976 | 10 | 424 | 16 | 291 | 18 | 4 | 42 | 18.44 | 3.43 | 175 | 99366 | 8.345 | 17.662 | -51.3018 | 0.2 | 91.1278 | 91.1278 | 91.1278 | 91.1278 | 402.3627 | 91.1278 | 479.6379 | 91.1278 | 105.4559 | 105.4559 | 105.4559 | 105.4559 | 437.6125 | 105.4559 | 492.2543 | 105.4559 | 262.2702 | 103.7648
|  | 6977 | 10 | 425 | 17 | 291 | 18 | 4 | 42 | 17.17 | 3.22 | 173 | 99389 | 7.715 | 9.293 | -63.8552 | 0.2 | 58.1426 | 58.1426 | 58.1426 | 58.1426 | 174.2695 | 58.1426 | 294.7188 | 58.1426 | 77.0289 | 77.0289 | 77.0289 | 77.0289 | 189.636 | 77.0289 | 274.8065 | 77.0289 | 125.3387 | 82.2151
|  | 6978 | 10 | 426 | 18 | 291 | 18 | 4 | 42 | 15.89 | 3 | 170 | 99412 | 7.123 | 0.0028294 | -75.4134 | 0.2 | 7.7688 | 7.7688 | 7.7688 | 7.7688 | 43.3963 | 7.7688 | 144.6762 | 7.7688 | 12.5767 | 12.5767 | 12.5767 | 12.5767 | 37.7741 | 12.5767 | 109.3899 | 12.5767 | 15.6654 | 15.6584
|  | 6979 | 10 | 427 | 19 | 291 | 18 | 4 | 42 | 14.61 | 2.79 | 168 | 99435 | 6.571 | 0 | -86.5575 | 0.2 | 0 | 0 | 0 | 0 | 0 | 0 | 0 | 0 | 0 | 0 | 0 | 0 | 0 | 0 | 0 | 0 | 0 | 0
|  | 6980 | 10 | 428 | 20 | 291 | 18 | 4 | 42 | 13.95 | 2.59 | 168 | 99458 | 6.176 | 0 | -97.9371 | 0.2 | 0 | 0 | 0 | 0 | 0 | 0 | 0 | 0 | 0 | 0 | 0 | 0 | 0 | 0 | 0 | 0 | 0 | 0
|  | 6981 | 10 | 429 | 21 | 291 | 18 | 4 | 42 | 13.3 | 2.4 | 167 | 99481 | 5.806 | 0 | -110.3183 | 0.2 | 0 | 0 | 0 | 0 | 0 | 0 | 0 | 0 | 0 | 0 | 0 | 0 | 0 | 0 | 0 | 0 | 0 | 0
|  | 6982 | 10 | 430 | 22 | 291 | 18 | 4 | 42 | 12.64 | 2.21 | 166 | 99504 | 5.45 | 0 | -124.6513 | 0.2 | 0 | 0 | 0 | 0 | 0 | 0 | 0 | 0 | 0 | 0 | 0 | 0 | 0 | 0 | 0 | 0 | 0 | 0
|  | 6983 | 10 | 431 | 23 | 291 | 18 | 4 | 42 | 12.23 | 2.14 | 166 | 99527 | 5.38 | 0 | -142.0027 | 0.2 | 0 | 0 | 0 | 0 | 0 | 0 | 0 | 0 | 0 | 0 | 0 | 0 | 0 | 0 | 0 | 0 | 0 | 0
|  | 6984 | 10 | 432 | 24 | 291 | 18 | 4 | 42 | 11.83 | 2.08 | 166 | 99550 | 5.314 | 0 | -162.9408 | 0.2 | 0 | 0 | 0 | 0 | 0 | 0 | 0 | 0 | 0 | 0 | 0 | 0 | 0 | 0 | 0 | 0 | 0 | 0
|  | 6985 | 10 | 433 | 1 | 292 | 19 | 5 | 42 | 11.42 | 2.01 | 166 | 99573 | 5.242 | 0 | 173.7017 | 0.2 | 0 | 0 | 0 | 0 | 0 | 0 | 0 | 0 | 0 | 0 | 0 | 0 | 0 | 0 | 0 | 0 | 0 | 0
|  | 6986 | 10 | 434 | 2 | 292 | 19 | 5 | 42 | 10.97 | 2.08 | 165 | 99533 | 5.461 | 0 | 151.2326 | 0.2 | 0 | 0 | 0 | 0 | 0 | 0 | 0 | 0 | 0 | 0 | 0 | 0 | 0 | 0 | 0 | 0 | 0 | 0
|  | 6987 | 10 | 435 | 3 | 292 | 19 | 5 | 42 | 10.53 | 2.15 | 165 | 99494 | 5.665 | 0 | 132.1217 | 0.2 | 0 | 0 | 0 | 0 | 0 | 0 | 0 | 0 | 0 | 0 | 0 | 0 | 0 | 0 | 0 | 0 | 0 | 0
|  | 6988 | 10 | 436 | 4 | 292 | 19 | 5 | 42 | 10.08 | 2.22 | 165 | 99455 | 5.849 | 0 | 116.4786 | 0.2 | 0 | 0 | 0 | 0 | 0 | 0 | 0 | 0 | 0 | 0 | 0 | 0 | 0 | 0 | 0 | 0 | 0 | 0
|  | 6989 | 10 | 437 | 5 | 292 | 19 | 5 | 42 | 9.67 | 2.13 | 165 | 99474 | 5.795 | 0 | 103.3129 | 0.2 | 0 | 0 | 0 | 0 | 0 | 0 | 0 | 0 | 0 | 0 | 0 | 0 | 0 | 0 | 0 | 0 | 0 | 0
|  | 6990 | 10 | 438 | 6 | 292 | 19 | 5 | 42 | 9.25 | 2.05 | 165 | 99494 | 5.733 | 0 | 91.5769 | 0.2 | 0 | 0 | 0 | 0 | 0 | 0 | 0 | 0 | 0 | 0 | 0 | 0 | 0 | 0 | 0 | 0 | 0 | 0
|  | 6991 | 10 | 439 | 7 | 292 | 19 | 5 | 42 | 8.84 | 1.96 | 165 | 99514 | 5.675 | 0 | 80.4191 | 0.2 | 0 | 0 | 0 | 0 | 0 | 0 | 0 | 0 | 0 | 0 | 0 | 0 | 0 | 0 | 0 | 0 | 0 | 0
|  | 6992 | 10 | 440 | 8 | 292 | 19 | 5 | 42 | 10.8 | 1.96 | 167 | 99540 | 6.194 | 4.7335 | 69.144 | 0.2 | 0 | 0 | 0 | 0 | 0 | 0 | 0 | 0 | 0 | 0 | 0 | 0 | 0 | 0 | 0 | 0 | 0 | 0
|  | 6993 | 10 | 441 | 9 | 292 | 19 | 5 | 42 | 12.77 | 1.97 | 169 | 99566 | 6.739 | 13.5763 | 57.1437 | 0.2 | 31.2749 | 31.2749 | 46.3712 | 31.2749 | 41.0248 | 31.2749 | 31.2749 | 31.2749 | 47.5672 | 47.5672 | 61.3106 | 47.5672 | 57.5301 | 47.5672 | 47.5672 | 47.5672 | 60.2347 | 55.8949
|  | 6994 | 10 | 442 | 10 | 292 | 19 | 5 | 42 | 14.73 | 1.97 | 171 | 99592 | 7.296 | 21.2311 | 43.8869 | 0.2 | 45.8687 | 45.8687 | 49.3631 | 45.8687 | 49.5015 | 45.8687 | 45.8687 | 45.8687 | 72.2685 | 72.2685 | 76.124 | 72.2685 | 76.2219 | 72.2685 | 72.2685 | 72.2685 | 89 | 87.0417
|  | 6995 | 10 | 443 | 11 | 292 | 19 | 5 | 42 | 16.37 | 1.88 | 174 | 99566 | 7.616 | 27.1299 | 29.0224 | 0.2 | 73.9242 | 73.9242 | 83.4064 | 73.9242 | 91.0147 | 73.9242 | 73.9242 | 73.9242 | 115.1613 | 115.1613 | 128.9475 | 115.1613 | 134.3274 | 115.1613 | 115.5377 | 115.1613 | 148.0579 | 138.0436
|  | 6996 | 10 | 444 | 12 | 292 | 19 | 5 | 42 | 18.01 | 1.78 | 177 | 99540 | 7.907 | 30.6624 | 12.6199 | 0.2 | 126.8865 | 126.8865 | 196.3613 | 126.8865 | 437.1927 | 126.8865 | 126.8865 | 126.8865 | 156.644 | 156.644 | 339.0779 | 156.644 | 509.3715 | 156.644 | 240.8257 | 156.644 | 351.4873 | 162.9616
|  | 6997 | 10 | 445 | 13 | 292 | 19 | 5 | 42 | 19.65 | 1.68 | 180 | 99514 | 8.158 | 31.3565 | -4.6151 | 0.2 | 129.2041 | 129.2041 | 129.2041 | 129.2041 | 638.9431 | 129.2041 | 170.3516 | 129.2041 | 138.7084 | 138.7084 | 329.9656 | 138.7084 | 719.5012 | 138.7084 | 388.157 | 138.7084 | 443.0218 | 131.3958
|  | 6998 | 10 | 446 | 14 | 292 | 19 | 5 | 42 | 20.04 | 1.68 | 177 | 99497 | 8.805 | 29.1076 | -21.5322 | 0.2 | 103.4212 | 103.4212 | 103.4212 | 103.4212 | 189.5631 | 103.4212 | 137.4093 | 103.4212 | 150.8154 | 150.8154 | 163.24 | 150.8154 | 248.1848 | 150.8154 | 211.3065 | 150.8154 | 225.6213 | 174.0621
|  | 6999 | 10 | 447 | 15 | 292 | 19 | 5 | 42 | 20.43 | 1.67 | 175 | 99481 | 9.479 | 24.2398 | -37.1595 | 0.2 | 110.384 | 110.384 | 110.384 | 110.384 | 344.1125 | 110.384 | 287.5333 | 110.384 | 141.0046 | 141.0046 | 141.0046 | 141.0046 | 399.6482 | 141.0046 | 359.6406 | 141.0046 | 281.251 | 149.2023
|  | 7000 | 10 | 448 | 16 | 292 | 19 | 5 | 42 | 20.81 | 1.67 | 173 | 99464 | 10.176 | 17.3286 | -51.1416 | 0.2 | 83.8586 | 83.8586 | 83.8586 | 83.8586 | 257.7123 | 83.8586 | 299.6382 | 83.8586 | 109.2371 | 109.2371 | 109.2371 | 109.2371 | 293.3066 | 109.2371 | 322.9527 | 109.2371 | 203.1714 | 116.7116
|  | 7001 | 10 | 449 | 17 | 292 | 19 | 5 | 42 | 18.85 | 1.78 | 169 | 99494 | 9.815 | 8.9757 | -63.6689 | 0.2 | 44.8351 | 44.8351 | 44.8351 | 44.8351 | 124.9283 | 44.8351 | 206.6705 | 44.8351 | 60.5358 | 60.5358 | 60.5358 | 60.5358 | 137.3377 | 60.5358 | 195.1381 | 60.5358 | 93.971 | 65.4499
|  | 7002 | 10 | 450 | 18 | 292 | 19 | 5 | 42 | 16.88 | 1.9 | 165 | 99523 | 9.38 | 0 | -75.2106 | 0.2 | 8.08 | 8.08 | 8.08 | 8.08 | 20.0533 | 8.08 | 53.4313 | 8.08 | 11.0164 | 11.0164 | 11.0164 | 11.0164 | 19.3075 | 11.0164 | 42.9093 | 11.0164 | 11.7657 | 11.7657
|  | 7003 | 10 | 451 | 19 | 292 | 19 | 5 | 42 | 14.92 | 2.01 | 162 | 99553 | 8.898 | 0 | -86.3432 | 0.2 | 0 | 0 | 0 | 0 | 0 | 0 | 0 | 0 | 0 | 0 | 0 | 0 | 0 | 0 | 0 | 0 | 0 | 0
|  | 7004 | 10 | 452 | 20 | 292 | 19 | 5 | 42 | 14.04 | 2.14 | 161 | 99576 | 8.543 | 0 | -97.7148 | 0.2 | 0 | 0 | 0 | 0 | 0 | 0 | 0 | 0 | 0 | 0 | 0 | 0 | 0 | 0 | 0 | 0 | 0 | 0
|  | 7005 | 10 | 453 | 21 | 292 | 19 | 5 | 42 | 13.15 | 2.27 | 160 | 99599 | 8.19 | 0 | -110.0944 | 0.2 | 0 | 0 | 0 | 0 | 0 | 0 | 0 | 0 | 0 | 0 | 0 | 0 | 0 | 0 | 0 | 0 | 0 | 0
|  | 7006 | 10 | 454 | 22 | 292 | 19 | 5 | 42 | 12.27 | 2.4 | 159 | 99622 | 7.853 | 0 | -124.4419 | 0.2 | 0 | 0 | 0 | 0 | 0 | 0 | 0 | 0 | 0 | 0 | 0 | 0 | 0 | 0 | 0 | 0 | 0 | 0
|  | 7007 | 10 | 455 | 23 | 292 | 19 | 5 | 42 | 11.78 | 2.31 | 160 | 99645 | 7.709 | 0 | -141.8451 | 0.2 | 0 | 0 | 0 | 0 | 0 | 0 | 0 | 0 | 0 | 0 | 0 | 0 | 0 | 0 | 0 | 0 | 0 | 0
|  | 7008 | 10 | 456 | 24 | 292 | 19 | 5 | 42 | 11.3 | 2.22 | 160 | 99668 | 7.571 | 0 | -162.8965 | 0.2 | 0 | 0 | 0 | 0 | 0 | 0 | 0 | 0 | 0 | 0 | 0 | 0 | 0 | 0 | 0 | 0 | 0 | 0
|  | 7009 | 10 | 457 | 1 | 293 | 20 | 6 | 42 | 10.81 | 2.12 | 161 | 99691 | 7.428 | 0 | 173.5925 | 0.2 | 0 | 0 | 0 | 0 | 0 | 0 | 0 | 0 | 0 | 0 | 0 | 0 | 0 | 0 | 0 | 0 | 0 | 0
|  | 7010 | 10 | 458 | 2 | 293 | 20 | 6 | 42 | 10.47 | 1.98 | 161 | 99664 | 7.395 | 0 | 150.997 | 0.2 | 0 | 0 | 0 | 0 | 0 | 0 | 0 | 0 | 0 | 0 | 0 | 0 | 0 | 0 | 0 | 0 | 0 | 0
|  | 7011 | 10 | 459 | 3 | 293 | 20 | 6 | 42 | 10.13 | 1.83 | 162 | 99638 | 7.36 | 0 | 131.8295 | 0.2 | 0 | 0 | 0 | 0 | 0 | 0 | 0 | 0 | 0 | 0 | 0 | 0 | 0 | 0 | 0 | 0 | 0 | 0
|  | 7012 | 10 | 460 | 4 | 293 | 20 | 6 | 42 | 9.79 | 1.68 | 162 | 99612 | 7.322 | 0 | 116.1761 | 0.2 | 0 | 0 | 0 | 0 | 0 | 0 | 0 | 0 | 0 | 0 | 0 | 0 | 0 | 0 | 0 | 0 | 0 | 0
|  | 7013 | 10 | 461 | 5 | 293 | 20 | 6 | 42 | 9.63 | 1.78 | 164 | 99638 | 7.22 | 0 | 103.0181 | 0.2 | 0 | 0 | 0 | 0 | 0 | 0 | 0 | 0 | 0 | 0 | 0 | 0 | 0 | 0 | 0 | 0 | 0 | 0
|  | 7014 | 10 | 462 | 6 | 293 | 20 | 6 | 42 | 9.47 | 1.88 | 167 | 99664 | 7.118 | 0 | 91.2939 | 0.2 | 0 | 0 | 0 | 0 | 0 | 0 | 0 | 0 | 0 | 0 | 0 | 0 | 0 | 0 | 0 | 0 | 0 | 0
|  | 7015 | 10 | 463 | 7 | 293 | 20 | 6 | 42 | 9.31 | 1.97 | 169 | 99691 | 7.018 | 0 | 80.1475 | 0.2 | 0 | 0 | 0 | 0 | 0 | 0 | 0 | 0 | 0 | 0 | 0 | 0 | 0 | 0 | 0 | 0 | 0 | 0
|  | 7016 | 10 | 464 | 8 | 293 | 20 | 6 | 42 | 11.39 | 1.58 | 173 | 99750 | 7.591 | 4.4779 | 68.884 | 0.2 | 0 | 0 | 0 | 0 | 0 | 0 | 0 | 0 | 0 | 0 | 0 | 0 | 0 | 0 | 0 | 0 | 0 | 0
|  | 7017 | 10 | 465 | 9 | 293 | 20 | 6 | 42 | 13.47 | 1.19 | 176 | 99809 | 8.161 | 13.301 | 56.899 | 0.2 | 51.8282 | 51.8282 | 493.2284 | 51.8282 | 339.5846 | 51.8282 | 51.8282 | 51.8282 | 50.8937 | 50.8937 | 451.0925 | 50.8937 | 342.45 | 50.8937 | 50.8937 | 50.8937 | 166.8827 | 42.3162
|  | 7018 | 10 | 466 | 10 | 293 | 20 | 6 | 42 | 15.55 | 0.8 | 180 | 99868 | 8.715 | 20.9302 | 43.6675 | 0.2 | 80.0324 | 80.0324 | 535.8547 | 80.0324 | 557.5658 | 80.0324 | 80.0324 | 80.0324 | 73.6368 | 73.6368 | 574.4886 | 73.6368 | 589.8406 | 73.6368 | 73.6368 | 73.6368 | 312.4652 | 59.9762
|  | 7019 | 10 | 467 | 11 | 293 | 20 | 6 | 42 | 17.25 | 0.73 | 182 | 99854 | 9.09 | 26.8013 | 28.8466 | 0.2 | 95.2064 | 95.2064 | 449.3521 | 95.2064 | 738.1564 | 95.2064 | 95.2064 | 95.2064 | 80.1705 | 80.1705 | 592.7902 | 80.1705 | 797.0056 | 80.1705 | 91.9525 | 80.1705 | 432.3215 | 61.5135
|  | 7020 | 10 | 468 | 12 | 293 | 20 | 6 | 42 | 18.95 | 0.66 | 185 | 99841 | 9.423 | 30.3107 | 12.511 | 0.2 | 108.5 | 108.5 | 262.3775 | 108.5 | 801.964 | 108.5 | 108.5 | 108.5 | 94.0254 | 94.0254 | 496.4682 | 94.0254 | 878.0135 | 94.0254 | 278.8525 | 94.0254 | 490.506 | 75.2436
|  | 7021 | 10 | 469 | 13 | 293 | 20 | 6 | 42 | 20.65 | 0.59 | 188 | 99828 | 9.7 | 30.9932 | -4.6404 | 0.2 | 109.5879 | 109.5879 | 109.5879 | 109.5879 | 843.3423 | 109.5879 | 169.1457 | 109.5879 | 92.1996 | 92.1996 | 362.7792 | 92.1996 | 923.7357 | 92.1996 | 447.0067 | 92.1996 | 514.2343 | 72.0191
|  | 7022 | 10 | 470 | 14 | 293 | 20 | 6 | 42 | 20.94 | 0.93 | 202 | 99782 | 10.192 | 28.7469 | -21.4762 | 0.2 | 107.6556 | 107.6556 | 107.6556 | 107.6556 | 783.5141 | 107.6556 | 373.5597 | 107.6556 | 95.2911 | 95.2911 | 188.9818 | 95.2911 | 854.9084 | 95.2911 | 565.0269 | 95.2911 | 476.1853 | 77.7827
|  | 7023 | 10 | 471 | 15 | 293 | 20 | 6 | 42 | 21.23 | 1.27 | 215 | 99736 | 10.701 | 23.8925 | -37.0404 | 0.2 | 103.4817 | 103.4817 | 103.4817 | 103.4817 | 638.1974 | 103.4817 | 507.0099 | 103.4817 | 101.6268 | 101.6268 | 101.6268 | 101.6268 | 689.5619 | 101.6268 | 596.7984 | 101.6268 | 385.603 | 88.8528
|  | 7024 | 10 | 472 | 16 | 293 | 20 | 6 | 42 | 21.51 | 1.61 | 228 | 99691 | 11.217 | 16.9987 | -50.9807 | 0.2 | 75.2291 | 75.2291 | 75.2291 | 75.2291 | 510.0325 | 75.2291 | 611.7965 | 75.2291 | 74.247 | 74.247 | 74.247 | 74.247 | 530.9888 | 74.247 | 602.9468 | 74.247 | 276.1043 | 64.9772
|  | 7025 | 10 | 473 | 17 | 293 | 20 | 6 | 42 | 19.83 | 1.56 | 217 | 99730 | 10.529 | 8.662 | -63.4822 | 0.2 | 54.9709 | 54.9709 | 54.9709 | 54.9709 | 213.2336 | 54.9709 | 372.1493 | 54.9709 | 71.0269 | 71.0269 | 71.0269 | 71.0269 | 221.12 | 71.0269 | 333.4904 | 71.0269 | 129.001 | 75
|  | 7026 | 10 | 474 | 18 | 293 | 20 | 6 | 42 | 18.14 | 1.5 | 207 | 99769 | 9.847 | 0 | -75.0072 | 0.2 | 9.1526 | 9.1526 | 9.1526 | 9.1526 | 27.739 | 9.1526 | 78.5529 | 9.1526 | 12.892 | 12.892 | 12.892 | 12.892 | 25.4984 | 12.892 | 61.4292 | 12.892 | 14 | 14
|  | 7027 | 10 | 475 | 19 | 293 | 20 | 6 | 42 | 16.45 | 1.45 | 196 | 99809 | 9.183 | 0 | -86.128 | 0.2 | 0 | 0 | 0 | 0 | 0 | 0 | 0 | 0 | 0 | 0 | 0 | 0 | 0 | 0 | 0 | 0 | 0 | 0
|  | 7028 | 10 | 476 | 20 | 293 | 20 | 6 | 42 | 14.66 | 1.7 | 187 | 99845 | 8.768 | 0 | -97.4912 | 0.2 | 0 | 0 | 0 | 0 | 0 | 0 | 0 | 0 | 0 | 0 | 0 | 0 | 0 | 0 | 0 | 0 | 0 | 0
|  | 7029 | 10 | 477 | 21 | 293 | 20 | 6 | 42 | 12.87 | 1.94 | 177 | 99881 | 8.32 | 0 | -109.8683 | 0.2 | 0 | 0 | 0 | 0 | 0 | 0 | 0 | 0 | 0 | 0 | 0 | 0 | 0 | 0 | 0 | 0 | 0 | 0
|  | 7030 | 10 | 478 | 22 | 293 | 20 | 6 | 42 | 11.08 | 2.19 | 168 | 99917 | 7.851 | 0 | -124.2293 | 0.2 | 0 | 0 | 0 | 0 | 0 | 0 | 0 | 0 | 0 | 0 | 0 | 0 | 0 | 0 | 0 | 0 | 0 | 0
|  | 7031 | 10 | 479 | 23 | 293 | 20 | 6 | 42 | 10.76 | 2.21 | 169 | 99923 | 7.746 | 0 | -141.6833 | 0.2 | 0 | 0 | 0 | 0 | 0 | 0 | 0 | 0 | 0 | 0 | 0 | 0 | 0 | 0 | 0 | 0 | 0 | 0
|  | 7032 | 10 | 480 | 24 | 293 | 20 | 6 | 42 | 10.43 | 2.22 | 170 | 99930 | 7.637 | 0 | -162.8478 | 0.2 | 0 | 0 | 0 | 0 | 0 | 0 | 0 | 0 | 0 | 0 | 0 | 0 | 0 | 0 | 0 | 0 | 0 | 0
|  | 7033 | 10 | 481 | 1 | 294 | 21 | 7 | 42 | 10.11 | 2.23 | 171 | 99936 | 7.534 | 0 | 173.4865 | 0.2 | 0 | 0 | 0 | 0 | 0 | 0 | 0 | 0 | 0 | 0 | 0 | 0 | 0 | 0 | 0 | 0 | 0 | 0
|  | 7034 | 10 | 482 | 2 | 294 | 21 | 7 | 42 | 9.99 | 2.11 | 168 | 99933 | 7.514 | 0 | 150.7637 | 0.2 | 0 | 0 | 0 | 0 | 0 | 0 | 0 | 0 | 0 | 0 | 0 | 0 | 0 | 0 | 0 | 0 | 0 | 0
|  | 7035 | 10 | 483 | 3 | 294 | 21 | 7 | 42 | 9.88 | 2 | 166 | 99930 | 7.498 | 0 | 131.5397 | 0.2 | 0 | 0 | 0 | 0 | 0 | 0 | 0 | 0 | 0 | 0 | 0 | 0 | 0 | 0 | 0 | 0 | 0 | 0
|  | 7036 | 10 | 484 | 4 | 294 | 21 | 7 | 42 | 9.76 | 1.88 | 163 | 99927 | 7.478 | 0 | 115.8764 | 0.2 | 0 | 0 | 0 | 0 | 0 | 0 | 0 | 0 | 0 | 0 | 0 | 0 | 0 | 0 | 0 | 0 | 0 | 0
|  | 7037 | 10 | 485 | 5 | 294 | 21 | 7 | 42 | 9.55 | 1.9 | 166 | 99956 | 7.362 | 0 | 102.7265 | 0.2 | 0 | 0 | 0 | 0 | 0 | 0 | 0 | 0 | 0 | 0 | 0 | 0 | 0 | 0 | 0 | 0 | 0 | 0
|  | 7038 | 10 | 486 | 6 | 294 | 21 | 7 | 42 | 9.33 | 1.93 | 169 | 99985 | 7.243 | 0 | 91.0143 | 0.2 | 0 | 0 | 0 | 0 | 0 | 0 | 0 | 0 | 0 | 0 | 0 | 0 | 0 | 0 | 0 | 0 | 0 | 0
|  | 7039 | 10 | 487 | 7 | 294 | 21 | 7 | 42 | 9.12 | 1.96 | 172 | 100015 | 7.13 | 0 | 79.8797 | 0.2 | 0 | 0 | 0 | 0 | 0 | 0 | 0 | 0 | 0 | 0 | 0 | 0 | 0 | 0 | 0 | 0 | 0 | 0
|  | 7040 | 10 | 488 | 8 | 294 | 21 | 7 | 42 | 11.19 | 1.73 | 177 | 100081 | 7.832 | 4.2223 | 68.6281 | 0.2 | 0 | 0 | 0 | 0 | 0 | 0 | 0 | 0 | 0 | 0 | 0 | 0 | 0 | 0 | 0 | 0 | 0 | 0
|  | 7041 | 10 | 489 | 9 | 294 | 21 | 7 | 42 | 13.27 | 1.5 | 182 | 100146 | 8.573 | 13.0258 | 56.6588 | 0.2 | 51.0534 | 51.0534 | 257.6727 | 51.0534 | 186.9899 | 51.0534 | 51.0534 | 51.0534 | 58.9131 | 58.9131 | 245.4737 | 58.9131 | 195.4934 | 58.9131 | 58.9131 | 58.9131 | 112.1323 | 54.9151
|  | 7042 | 10 | 490 | 10 | 294 | 21 | 7 | 42 | 15.34 | 1.27 | 186 | 100212 | 9.335 | 20.6298 | 43.4529 | 0.2 | 83.7655 | 83.7655 | 284.3117 | 83.7655 | 295.4451 | 83.7655 | 83.7655 | 83.7655 | 100.3814 | 100.3814 | 319.8126 | 100.3814 | 327.6851 | 100.3814 | 100.3814 | 100.3814 | 209.4263 | 99.65
|  | 7043 | 10 | 491 | 11 | 294 | 21 | 7 | 42 | 17.24 | 0.91 | 161 | 100185 | 9.869 | 26.4741 | 28.6758 | 0.2 | 110.7732 | 110.7732 | 282.5854 | 110.7732 | 424.9095 | 110.7732 | 110.7732 | 110.7732 | 129.9703 | 129.9703 | 377.5481 | 129.9703 | 478.1865 | 129.9703 | 134.5689 | 129.9703 | 307.0349 | 128.7193
|  | 7044 | 10 | 492 | 12 | 294 | 21 | 7 | 42 | 19.13 | 0.56 | 135 | 100159 | 10.357 | 29.961 | 12.4067 | 0.2 | 126.5202 | 126.5202 | 207.6438 | 126.5202 | 495.2847 | 126.5202 | 126.5202 | 126.5202 | 147.5959 | 147.5959 | 358.8643 | 147.5959 | 562.2572 | 147.5959 | 244.1381 | 147.5959 | 364.0818 | 146.4269
|  | 7045 | 10 | 493 | 13 | 294 | 21 | 7 | 42 | 21.03 | 0.21 | 109 | 100133 | 10.799 | 30.6326 | -4.6624 | 0.2 | 129.9059 | 129.9059 | 129.9059 | 129.9059 | 589.4937 | 129.9059 | 167.3871 | 129.9059 | 145.2442 | 145.2442 | 311.8205 | 145.2442 | 663.3014 | 145.2442 | 364.8269 | 145.2442 | 414.1377 | 141.0821
|  | 7046 | 10 | 494 | 14 | 294 | 21 | 7 | 42 | 21.02 | 0.69 | 92 | 100103 | 10.792 | 28.3894 | -21.4181 | 0.2 | 123.7571 | 123.7571 | 123.7571 | 123.7571 | 575.1555 | 123.7571 | 300.8231 | 123.7571 | 138.406 | 138.406 | 198.5059 | 138.406 | 642.8974 | 138.406 | 448.9151 | 138.406 | 396.7185 | 134.6583
|  | 7047 | 10 | 495 | 15 | 294 | 21 | 7 | 42 | 21.01 | 1.17 | 75 | 100074 | 10.787 | 23.5485 | -36.9201 | 0.2 | 111.03 | 111.03 | 111.03 | 111.03 | 418.4395 | 111.03 | 342.0082 | 111.03 | 134.3333 | 134.3333 | 134.3333 | 134.3333 | 470.201 | 134.3333 | 416.1559 | 134.3333 | 304.4468 | 136.8677
|  | 7048 | 10 | 496 | 16 | 294 | 21 | 7 | 42 | 20.99 | 1.66 | 58 | 100044 | 10.774 | 16.6723 | -50.8191 | 0.2 | 91.0854 | 91.0854 | 91.0854 | 91.0854 | 333.939 | 91.0854 | 389.0562 | 91.0854 | 112.988 | 112.988 | 112.988 | 112.988 | 366.1162 | 112.988 | 405.0899 | 112.988 | 231.4603 | 116.3365
|  | 7049 | 10 | 497 | 17 | 294 | 21 | 7 | 42 | 18.83 | 1.81 | 65 | 100035 | 10.426 | 8.352 | -63.2949 | 0.2 | 44.0701 | 44.0701 | 44.0701 | 44.0701 | 262.766 | 44.0701 | 478.8015 | 44.0701 | 53.4701 | 53.4701 | 53.4701 | 53.4701 | 258.6302 | 53.4701 | 411.3903 | 53.4701 | 126.5431 | 55.0988
|  | 7050 | 10 | 498 | 18 | 294 | 21 | 7 | 42 | 16.66 | 1.97 | 72 | 100025 | 9.966 | 0 | -74.8033 | 0.2 | 5.4316 | 5.4316 | 5.4316 | 5.4316 | 7.5838 | 5.4316 | 13.3549 | 5.4316 | 8.5273 | 8.5273 | 8.5273 | 8.5273 | 9.9576 | 8.5273 | 14.0384 | 8.5273 | 10.2843 | 10.2843
|  | 7051 | 10 | 499 | 19 | 294 | 21 | 7 | 42 | 14.49 | 2.12 | 80 | 100015 | 9.429 | 0 | -85.9119 | 0.2 | 0 | 0 | 0 | 0 | 0 | 0 | 0 | 0 | 0 | 0 | 0 | 0 | 0 | 0 | 0 | 0 | 0 | 0
|  | 7052 | 10 | 500 | 20 | 294 | 21 | 7 | 42 | 13.36 | 2.06 | 89 | 100008 | 8.938 | 0 | -97.2661 | 0.2 | 0 | 0 | 0 | 0 | 0 | 0 | 0 | 0 | 0 | 0 | 0 | 0 | 0 | 0 | 0 | 0 | 0 | 0
|  | 7053 | 10 | 501 | 21 | 294 | 21 | 7 | 42 | 12.24 | 1.99 | 99 | 100002 | 8.469 | 0 | -109.64 | 0.2 | 0 | 0 | 0 | 0 | 0 | 0 | 0 | 0 | 0 | 0 | 0 | 0 | 0 | 0 | 0 | 0 | 0 | 0
|  | 7054 | 10 | 502 | 22 | 294 | 21 | 7 | 42 | 11.11 | 1.92 | 109 | 99995 | 8.012 | 0 | -124.0134 | 0.2 | 0 | 0 | 0 | 0 | 0 | 0 | 0 | 0 | 0 | 0 | 0 | 0 | 0 | 0 | 0 | 0 | 0 | 0
|  | 7055 | 10 | 503 | 23 | 294 | 21 | 7 | 42 | 10.5 | 1.49 | 120 | 99982 | 7.738 | 0 | -141.5171 | 0.2 | 0 | 0 | 0 | 0 | 0 | 0 | 0 | 0 | 0 | 0 | 0 | 0 | 0 | 0 | 0 | 0 | 0 | 0
|  | 7056 | 10 | 504 | 24 | 294 | 21 | 7 | 42 | 9.9 | 1.06 | 132 | 99969 | 7.478 | 0 | -162.7945 | 0.2 | 0 | 0 | 0 | 0 | 0 | 0 | 0 | 0 | 0 | 0 | 0 | 0 | 0 | 0 | 0 | 0 | 0 | 0
|  | 7057 | 10 | 505 | 1 | 295 | 22 | 1 | 43 | 9.29 | 0.63 | 143 | 99956 | 7.22 | 0 | 173.3841 | 0.2 | 0 | 0 | 0 | 0 | 0 | 0 | 0 | 0 | 0 | 0 | 0 | 0 | 0 | 0 | 0 | 0 | 0 | 0
|  | 7058 | 10 | 506 | 2 | 295 | 22 | 1 | 43 | 9.53 | 1.06 | 149 | 99943 | 7.352 | 0 | 150.533 | 0.2 | 0 | 0 | 0 | 0 | 0 | 0 | 0 | 0 | 0 | 0 | 0 | 0 | 0 | 0 | 0 | 0 | 0 | 0
|  | 7059 | 10 | 507 | 3 | 295 | 22 | 1 | 43 | 9.77 | 1.48 | 154 | 99930 | 7.486 | 0 | 131.2525 | 0.2 | 0 | 0 | 0 | 0 | 0 | 0 | 0 | 0 | 0 | 0 | 0 | 0 | 0 | 0 | 0 | 0 | 0 | 0
|  | 7060 | 10 | 508 | 4 | 295 | 22 | 1 | 43 | 10.01 | 1.9 | 160 | 99917 | 7.623 | 0 | 115.5796 | 0.2 | 0 | 0 | 0 | 0 | 0 | 0 | 0 | 0 | 0 | 0 | 0 | 0 | 0 | 0 | 0 | 0 | 0 | 0
|  | 7061 | 10 | 509 | 5 | 295 | 22 | 1 | 43 | 9.64 | 1.6 | 161 | 99917 | 7.448 | 0 | 102.438 | 0.2 | 0 | 0 | 0 | 0 | 0 | 0 | 0 | 0 | 0 | 0 | 0 | 0 | 0 | 0 | 0 | 0 | 0 | 0
|  | 7062 | 10 | 510 | 6 | 295 | 22 | 1 | 43 | 9.26 | 1.31 | 162 | 99917 | 7.273 | 0 | 90.7382 | 0.2 | 0 | 0 | 0 | 0 | 0 | 0 | 0 | 0 | 0 | 0 | 0 | 0 | 0 | 0 | 0 | 0 | 0 | 0
|  | 7063 | 10 | 511 | 7 | 295 | 22 | 1 | 43 | 8.89 | 1.01 | 163 | 99917 | 7.106 | 0 | 79.6156 | 0.2 | 0 | 0 | 0 | 0 | 0 | 0 | 0 | 0 | 0 | 0 | 0 | 0 | 0 | 0 | 0 | 0 | 0 | 0
|  | 7064 | 10 | 512 | 8 | 295 | 22 | 1 | 43 | 11.29 | 0.72 | 164 | 99953 | 8.032 | 3.9669 | 68.3764 | 0.2 | 0 | 0 | 0 | 0 | 0 | 0 | 0 | 0 | 0 | 0 | 0 | 0 | 0 | 0 | 0 | 0 | 0 | 0
|  | 7065 | 10 | 513 | 9 | 295 | 22 | 1 | 43 | 13.69 | 0.44 | 165 | 99989 | 9.038 | 12.751 | 56.4231 | 0.2 | 40.2868 | 40.2868 | 146.8522 | 40.2868 | 111.0267 | 40.2868 | 40.2868 | 40.2868 | 52.8906 | 52.8906 | 148.7108 | 52.8906 | 123.3783 | 52.8906 | 52.8906 | 52.8906 | 84.7748 | 55.83
|  | 7066 | 10 | 514 | 10 | 295 | 22 | 1 | 43 | 16.09 | 0.15 | 166 | 100025 | 10.124 | 20.3303 | 43.2434 | 0.2 | 67.604 | 67.604 | 138.6587 | 67.604 | 143.1549 | 67.604 | 67.604 | 67.604 | 94.3372 | 94.3372 | 171.7527 | 94.3372 | 174.932 | 94.3372 | 94.3372 | 94.3372 | 143.3726 | 104.9452
|  | 7067 | 10 | 515 | 11 | 295 | 22 | 1 | 43 | 18.06 | 0.35 | 167 | 100008 | 10.773 | 26.1481 | 28.5101 | 0.2 | 82.9892 | 82.9892 | 114.293 | 82.9892 | 140.6195 | 82.9892 | 82.9892 | 82.9892 | 122.5634 | 122.5634 | 167.4655 | 122.5634 | 186.0811 | 122.5634 | 123.1951 | 122.5634 | 174.4081 | 142.2107
|  | 7068 | 10 | 516 | 12 | 295 | 22 | 1 | 43 | 20.03 | 0.56 | 168 | 99992 | 11.392 | 29.6135 | 12.307 | 0.2 | 89.9726 | 89.9726 | 97.0768 | 89.9726 | 122.5362 | 89.9726 | 89.9726 | 89.9726 | 139.0295 | 139.0295 | 157.4484 | 139.0295 | 175.4509 | 139.0295 | 147.4016 | 139.0295 | 185.0965 | 166.1523
|  | 7069 | 10 | 517 | 13 | 295 | 22 | 1 | 43 | 22 | 0.76 | 169 | 99976 | 11.965 | 30.2747 | -4.6809 | 0.2 | 104.7271 | 104.7271 | 104.7271 | 104.7271 | 192.864 | 104.7271 | 111.9437 | 104.7271 | 152.7716 | 152.7716 | 184.1718 | 152.7716 | 251.5969 | 152.7716 | 194.3775 | 152.7716 | 227.9432 | 176.3201
|  | 7070 | 10 | 518 | 14 | 295 | 22 | 1 | 43 | 21.87 | 1.21 | 131 | 99953 | 11.697 | 28.0352 | -21.3579 | 0.2 | 101.321 | 101.321 | 101.321 | 101.321 | 813.826 | 101.321 | 379.9451 | 101.321 | 84.5548 | 84.5548 | 175.6024 | 84.5548 | 876.4365 | 84.5548 | 569.6363 | 84.5548 | 472.3343 | 64.9495
|  | 7071 | 10 | 519 | 15 | 295 | 22 | 1 | 43 | 21.74 | 1.67 | 93 | 99930 | 11.431 | 23.2081 | -36.7987 | 0.2 | 94.6037 | 94.6037 | 94.6037 | 94.6037 | 665.8462 | 94.6037 | 521.9267 | 94.6037 | 88.8325 | 88.8325 | 88.8325 | 88.8325 | 709.0509 | 88.8325 | 607.2845 | 88.8325 | 381.3457 | 75.4669
|  | 7072 | 10 | 520 | 16 | 295 | 22 | 1 | 43 | 21.61 | 2.12 | 56 | 99907 | 11.171 | 16.3497 | -50.6569 | 0.2 | 74.0843 | 74.0843 | 74.0843 | 74.0843 | 496.4495 | 74.0843 | 589.3223 | 74.0843 | 75.4184 | 75.4184 | 75.4184 | 75.4184 | 512.2775 | 75.4184 | 577.9485 | 75.4184 | 263.3274 | 67.8806
|  | 7073 | 10 | 521 | 17 | 295 | 22 | 1 | 43 | 19.65 | 2.11 | 63 | 99930 | 11.033 | 8.0458 | -63.1071 | 0.2 | 51.7813 | 51.7813 | 51.7813 | 51.7813 | 190.4066 | 51.7813 | 325.1105 | 51.7813 | 68.7552 | 68.7552 | 68.7552 | 68.7552 | 197.4114 | 68.7552 | 292.6614 | 68.7552 | 117.3219 | 74
|  | 7074 | 10 | 522 | 18 | 295 | 22 | 1 | 43 | 17.68 | 2.09 | 69 | 99953 | 10.751 | 0 | -74.5987 | 0.2 | 0 | 0 | 0 | 0 | 0 | 0 | 0 | 0 | 0 | 0 | 0 | 0 | 0 | 0 | 0 | 0 | 0 | 0
|  | 7075 | 10 | 523 | 19 | 295 | 22 | 1 | 43 | 15.71 | 2.07 | 76 | 99976 | 10.365 | 0 | -85.695 | 0.2 | 0 | 0 | 0 | 0 | 0 | 0 | 0 | 0 | 0 | 0 | 0 | 0 | 0 | 0 | 0 | 0 | 0 | 0
|  | 7076 | 10 | 524 | 20 | 295 | 22 | 1 | 43 | 14.76 | 1.97 | 81 | 100005 | 9.925 | 0 | -97.0397 | 0.2 | 0 | 0 | 0 | 0 | 0 | 0 | 0 | 0 | 0 | 0 | 0 | 0 | 0 | 0 | 0 | 0 | 0 | 0
|  | 7077 | 10 | 525 | 21 | 295 | 22 | 1 | 43 | 13.82 | 1.88 | 87 | 100035 | 9.503 | 0 | -109.4097 | 0.2 | 0 | 0 | 0 | 0 | 0 | 0 | 0 | 0 | 0 | 0 | 0 | 0 | 0 | 0 | 0 | 0 | 0 | 0
|  | 7078 | 10 | 526 | 22 | 295 | 22 | 1 | 43 | 12.87 | 1.78 | 92 | 100064 | 9.086 | 0 | -123.7943 | 0.2 | 0 | 0 | 0 | 0 | 0 | 0 | 0 | 0 | 0 | 0 | 0 | 0 | 0 | 0 | 0 | 0 | 0 | 0
|  | 7079 | 10 | 527 | 23 | 295 | 22 | 1 | 43 | 12.37 | 1.72 | 97 | 100071 | 8.819 | 0 | -141.3465 | 0.2 | 0 | 0 | 0 | 0 | 0 | 0 | 0 | 0 | 0 | 0 | 0 | 0 | 0 | 0 | 0 | 0 | 0 | 0
|  | 7080 | 10 | 528 | 24 | 295 | 22 | 1 | 43 | 11.86 | 1.67 | 103 | 100077 | 8.553 | 0 | -162.7367 | 0.2 | 0 | 0 | 0 | 0 | 0 | 0 | 0 | 0 | 0 | 0 | 0 | 0 | 0 | 0 | 0 | 0 | 0 | 0
|  | 7081 | 10 | 529 | 1 | 296 | 23 | 2 | 43 | 11.36 | 1.61 | 108 | 100084 | 8.299 | 0 | 173.2854 | 0.2 | 0 | 0 | 0 | 0 | 0 | 0 | 0 | 0 | 0 | 0 | 0 | 0 | 0 | 0 | 0 | 0 | 0 | 0
|  | 7082 | 10 | 530 | 2 | 296 | 23 | 2 | 43 | 11.46 | 1.78 | 103 | 100107 | 8.328 | 0 | 150.3051 | 0.2 | 0 | 0 | 0 | 0 | 0 | 0 | 0 | 0 | 0 | 0 | 0 | 0 | 0 | 0 | 0 | 0 | 0 | 0
|  | 7083 | 10 | 531 | 3 | 296 | 23 | 2 | 43 | 11.55 | 1.94 | 98 | 100130 | 8.35 | 0 | 130.9682 | 0.2 | 0 | 0 | 0 | 0 | 0 | 0 | 0 | 0 | 0 | 0 | 0 | 0 | 0 | 0 | 0 | 0 | 0 | 0
|  | 7084 | 10 | 532 | 4 | 296 | 23 | 2 | 43 | 11.65 | 2.11 | 93 | 100153 | 8.379 | 0 | 115.286 | 0.2 | 0 | 0 | 0 | 0 | 0 | 0 | 0 | 0 | 0 | 0 | 0 | 0 | 0 | 0 | 0 | 0 | 0 | 0
|  | 7085 | 10 | 533 | 5 | 296 | 23 | 2 | 43 | 10.98 | 2 | 87 | 100172 | 8.022 | 0 | 102.153 | 0.2 | 0 | 0 | 0 | 0 | 0 | 0 | 0 | 0 | 0 | 0 | 0 | 0 | 0 | 0 | 0 | 0 | 0 | 0
|  | 7086 | 10 | 534 | 6 | 296 | 23 | 2 | 43 | 10.32 | 1.9 | 81 | 100192 | 7.683 | 0 | 90.4657 | 0.2 | 0 | 0 | 0 | 0 | 0 | 0 | 0 | 0 | 0 | 0 | 0 | 0 | 0 | 0 | 0 | 0 | 0 | 0
|  | 7087 | 10 | 535 | 7 | 296 | 23 | 2 | 43 | 9.65 | 1.79 | 75 | 100212 | 7.352 | 0 | 79.3555 | 0.2 | 0 | 0 | 0 | 0 | 0 | 0 | 0 | 0 | 0 | 0 | 0 | 0 | 0 | 0 | 0 | 0 | 0 | 0
|  | 7088 | 10 | 536 | 8 | 296 | 23 | 2 | 43 | 11.56 | 1.63 | 69 | 100254 | 7.967 | 3.7116 | 68.129 | 0.2 | 0 | 0 | 0 | 0 | 0 | 0 | 0 | 0 | 0 | 0 | 0 | 0 | 0 | 0 | 0 | 0 | 0 | 0
|  | 7089 | 10 | 537 | 9 | 296 | 23 | 2 | 43 | 13.47 | 1.46 | 62 | 100297 | 8.596 | 12.4766 | 56.1922 | 0.2 | 26.2852 | 26.2852 | 37.8945 | 26.2852 | 34.0592 | 26.2852 | 26.2852 | 26.2852 | 40.0886 | 40.0886 | 50.4837 | 40.0886 | 47.7717 | 40.0886 | 40.0886 | 40.0886 | 50.2595 | 47.168
|  | 7090 | 10 | 538 | 10 | 296 | 23 | 2 | 43 | 15.38 | 1.3 | 56 | 100339 | 9.234 | 20.0315 | 43.0388 | 0.2 | 19.1934 | 19.1934 | 19.1934 | 19.1934 | 19.1934 | 19.1934 | 19.1934 | 19.1934 | 30.5392 | 30.5392 | 30.5392 | 30.5392 | 30.5392 | 30.5392 | 30.5392 | 30.5392 | 37 | 37
|  | 7091 | 10 | 539 | 11 | 296 | 23 | 2 | 43 | 16.74 | 1.26 | 48 | 100320 | 9.428 | 25.8237 | 28.3495 | 0.2 | 50.7708 | 50.7708 | 52.4956 | 50.7708 | 53.9675 | 50.7708 | 50.7708 | 50.7708 | 79.9621 | 79.9621 | 82.4248 | 79.9621 | 83.4656 | 79.9621 | 79.9855 | 79.9621 | 98 | 96.2422
|  | 7092 | 10 | 540 | 12 | 296 | 23 | 2 | 43 | 18.1 | 1.21 | 40 | 100300 | 9.573 | 29.2682 | 12.2118 | 0.2 | 67.8292 | 67.8292 | 69.9184 | 67.8292 | 77.4823 | 67.8292 | 67.8292 | 67.8292 | 106.1859 | 106.1859 | 111.5771 | 106.1859 | 116.9256 | 106.1859 | 108.6226 | 106.1859 | 133 | 127.4648
|  | 7093 | 10 | 541 | 13 | 296 | 23 | 2 | 43 | 19.46 | 1.17 | 31 | 100280 | 9.656 | 29.9199 | -4.696 | 0.2 | 39.3553 | 39.3553 | 39.3553 | 39.3553 | 39.3553 | 39.3553 | 39.3553 | 39.3553 | 62.2218 | 62.2218 | 62.2218 | 62.2218 | 62.2218 | 62.2218 | 62.2218 | 62.2218 | 75 | 75
|  | 7094 | 10 | 542 | 14 | 296 | 23 | 2 | 43 | 19.28 | 1.48 | 33 | 100294 | 9.711 | 27.6844 | -21.2955 | 0.2 | 78.5491 | 78.5491 | 78.5491 | 78.5491 | 99.1787 | 78.5491 | 86.5904 | 78.5491 | 122.1742 | 122.1742 | 124.7024 | 122.1742 | 144.9759 | 122.1742 | 136.0746 | 122.1742 | 157.9664 | 146.3495
|  | 7095 | 10 | 543 | 15 | 296 | 23 | 2 | 43 | 19.1 | 1.79 | 35 | 100307 | 9.763 | 22.8714 | -36.676 | 0.2 | 58.7854 | 58.7854 | 58.7854 | 58.7854 | 68.9079 | 58.7854 | 66.3239 | 58.7854 | 92.1007 | 92.1007 | 92.1007 | 92.1007 | 103.023 | 92.1007 | 101.1959 | 92.1007 | 116 | 110.676
|  | 7096 | 10 | 544 | 16 | 296 | 23 | 2 | 43 | 18.92 | 2.1 | 37 | 100320 | 9.812 | 16.0309 | -50.494 | 0.2 | 52.5579 | 52.5579 | 52.5579 | 52.5579 | 73.9643 | 52.5579 | 78.5204 | 52.5579 | 81.7421 | 81.7421 | 81.7421 | 81.7421 | 103.7153 | 81.7421 | 106.937 | 81.7421 | 107.7508 | 98.0824
|  | 7097 | 10 | 545 | 17 | 296 | 23 | 2 | 43 | 17.03 | 2.17 | 43 | 100353 | 9.535 | 7.7436 | -62.9188 | 0.2 | 29.5759 | 29.5759 | 29.5759 | 29.5759 | 55.4209 | 29.5759 | 80.1226 | 29.5759 | 44.4488 | 44.4488 | 44.4488 | 44.4488 | 68.1827 | 44.4488 | 85.6494 | 44.4488 | 59.7397 | 52.02
|  | 7098 | 10 | 546 | 18 | 296 | 23 | 2 | 43 | 15.13 | 2.25 | 49 | 100385 | 9.172 | 0 | -74.3936 | 0.2 | 0 | 0 | 0 | 0 | 0 | 0 | 0 | 0 | 0 | 0 | 0 | 0 | 0 | 0 | 0 | 0 | 0 | 0
|  | 7099 | 10 | 547 | 19 | 296 | 23 | 2 | 43 | 13.24 | 2.33 | 55 | 100418 | 8.756 | 0 | -85.4772 | 0.2 | 0 | 0 | 0 | 0 | 0 | 0 | 0 | 0 | 0 | 0 | 0 | 0 | 0 | 0 | 0 | 0 | 0 | 0
|  | 7100 | 10 | 548 | 20 | 296 | 23 | 2 | 43 | 12.38 | 2.19 | 59 | 100451 | 8.443 | 0 | -96.8121 | 0.2 | 0 | 0 | 0 | 0 | 0 | 0 | 0 | 0 | 0 | 0 | 0 | 0 | 0 | 0 | 0 | 0 | 0 | 0
|  | 7101 | 10 | 549 | 21 | 296 | 23 | 2 | 43 | 11.53 | 2.06 | 64 | 100484 | 8.141 | 0 | -109.1772 | 0.2 | 0 | 0 | 0 | 0 | 0 | 0 | 0 | 0 | 0 | 0 | 0 | 0 | 0 | 0 | 0 | 0 | 0 | 0
|  | 7102 | 10 | 550 | 22 | 296 | 23 | 2 | 43 | 10.67 | 1.92 | 68 | 100516 | 7.838 | 0 | -123.572 | 0.2 | 0 | 0 | 0 | 0 | 0 | 0 | 0 | 0 | 0 | 0 | 0 | 0 | 0 | 0 | 0 | 0 | 0 | 0
|  | 7103 | 10 | 551 | 23 | 296 | 23 | 2 | 43 | 10.17 | 1.88 | 69 | 100526 | 7.619 | 0 | -141.1714 | 0.2 | 0 | 0 | 0 | 0 | 0 | 0 | 0 | 0 | 0 | 0 | 0 | 0 | 0 | 0 | 0 | 0 | 0 | 0
|  | 7104 | 10 | 552 | 24 | 296 | 23 | 2 | 43 | 9.66 | 1.83 | 69 | 100536 | 7.401 | 0 | -162.674 | 0.2 | 0 | 0 | 0 | 0 | 0 | 0 | 0 | 0 | 0 | 0 | 0 | 0 | 0 | 0 | 0 | 0 | 0 | 0
|  | 7105 | 10 | 553 | 1 | 297 | 24 | 3 | 43 | 9.16 | 1.79 | 70 | 100546 | 7.192 | 0 | 173.1905 | 0.2 | 0 | 0 | 0 | 0 | 0 | 0 | 0 | 0 | 0 | 0 | 0 | 0 | 0 | 0 | 0 | 0 | 0 | 0
|  | 7106 | 10 | 554 | 2 | 297 | 24 | 3 | 43 | 8.9 | 2.11 | 71 | 100549 | 7.07 | 0 | 150.0802 | 0.2 | 0 | 0 | 0 | 0 | 0 | 0 | 0 | 0 | 0 | 0 | 0 | 0 | 0 | 0 | 0 | 0 | 0 | 0
|  | 7107 | 10 | 555 | 3 | 297 | 24 | 3 | 43 | 8.63 | 2.43 | 72 | 100552 | 6.946 | 0 | 130.6868 | 0.2 | 0 | 0 | 0 | 0 | 0 | 0 | 0 | 0 | 0 | 0 | 0 | 0 | 0 | 0 | 0 | 0 | 0 | 0
|  | 7108 | 10 | 556 | 4 | 297 | 24 | 3 | 43 | 8.37 | 2.74 | 73 | 100556 | 6.829 | 0 | 114.9956 | 0.2 | 0 | 0 | 0 | 0 | 0 | 0 | 0 | 0 | 0 | 0 | 0 | 0 | 0 | 0 | 0 | 0 | 0 | 0
|  | 7109 | 10 | 557 | 5 | 297 | 24 | 3 | 43 | 7.95 | 2.58 | 72 | 100565 | 6.633 | 0 | 101.8714 | 0.2 | 0 | 0 | 0 | 0 | 0 | 0 | 0 | 0 | 0 | 0 | 0 | 0 | 0 | 0 | 0 | 0 | 0 | 0
|  | 7110 | 10 | 558 | 6 | 297 | 24 | 3 | 43 | 7.52 | 2.41 | 72 | 100575 | 6.439 | 0 | 90.1969 | 0.2 | 0 | 0 | 0 | 0 | 0 | 0 | 0 | 0 | 0 | 0 | 0 | 0 | 0 | 0 | 0 | 0 | 0 | 0
|  | 7111 | 10 | 559 | 7 | 297 | 24 | 3 | 43 | 7.1 | 2.25 | 72 | 100585 | 6.254 | 0 | 79.0994 | 0.2 | 0 | 0 | 0 | 0 | 0 | 0 | 0 | 0 | 0 | 0 | 0 | 0 | 0 | 0 | 0 | 0 | 0 | 0
|  | 7112 | 10 | 560 | 8 | 297 | 24 | 3 | 43 | 8.53 | 2.16 | 70 | 100618 | 6.655 | 3.4566 | 67.8859 | 0.2 | 0 | 0 | 0 | 0 | 0 | 0 | 0 | 0 | 0 | 0 | 0 | 0 | 0 | 0 | 0 | 0 | 0 | 0
|  | 7113 | 10 | 561 | 9 | 297 | 24 | 3 | 43 | 9.97 | 2.07 | 69 | 100651 | 7.071 | 12.2026 | 55.9659 | 0.2 | 26.7353 | 26.7353 | 39.52 | 26.7353 | 35.3697 | 26.7353 | 26.7353 | 26.7353 | 40.7461 | 40.7461 | 52.1454 | 40.7461 | 49.2107 | 40.7461 | 40.7461 | 40.7461 | 51.2661 | 47.9298
|  | 7114 | 10 | 562 | 10 | 297 | 24 | 3 | 43 | 11.4 | 1.99 | 67 | 100683 | 7.488 | 19.7337 | 42.8394 | 0.2 | 40.4102 | 40.4102 | 42.4585 | 40.4102 | 42.6192 | 40.4102 | 40.4102 | 40.4102 | 63.8031 | 63.8031 | 66.0157 | 63.8031 | 66.1292 | 63.8031 | 63.8031 | 63.8031 | 78 | 76.9194
|  | 7115 | 10 | 563 | 11 | 297 | 24 | 3 | 43 | 12.76 | 2.06 | 61 | 100654 | 7.775 | 25.5008 | 28.1939 | 0.2 | 26.063 | 26.063 | 26.063 | 26.063 | 26.063 | 26.063 | 26.063 | 26.063 | 41.3583 | 41.3583 | 41.3583 | 41.3583 | 41.3583 | 41.3583 | 41.3583 | 41.3583 | 50 | 50
|  | 7116 | 10 | 564 | 12 | 297 | 24 | 3 | 43 | 14.12 | 2.12 | 54 | 100624 | 8.04 | 28.9252 | 12.1212 | 0.2 | 36.6841 | 36.6841 | 36.6841 | 36.6841 | 36.6841 | 36.6841 | 36.6841 | 36.6841 | 58.0401 | 58.0401 | 58.0401 | 58.0401 | 58.0401 | 58.0401 | 58.0401 | 58.0401 | 70 | 70
|  | 7117 | 10 | 565 | 13 | 297 | 24 | 3 | 43 | 15.48 | 2.19 | 48 | 100595 | 8.281 | 29.568 | -4.7076 | 0.2 | 41.4831 | 41.4831 | 41.4831 | 41.4831 | 41.4831 | 41.4831 | 41.4831 | 41.4831 | 65.5607 | 65.5607 | 65.5607 | 65.5607 | 65.5607 | 65.5607 | 65.5607 | 65.5607 | 79 | 79
|  | 7118 | 10 | 566 | 14 | 297 | 24 | 3 | 43 | 15.35 | 2.32 | 50 | 100562 | 8.11 | 27.3371 | -21.231 | 0.2 | 53.8316 | 53.8316 | 53.8316 | 53.8316 | 57.6116 | 53.8316 | 55.3001 | 53.8316 | 84.7086 | 84.7086 | 85.1526 | 84.7086 | 88.8639 | 84.7086 | 87.2294 | 84.7086 | 104 | 101.9036
|  | 7119 | 10 | 567 | 15 | 297 | 24 | 3 | 43 | 15.23 | 2.44 | 52 | 100529 | 7.947 | 22.5385 | -36.5523 | 0.2 | 55.028 | 55.028 | 55.028 | 55.028 | 63.0548 | 55.028 | 60.9788 | 55.028 | 86.3638 | 86.3638 | 86.3638 | 86.3638 | 94.9718 | 86.3638 | 93.5039 | 86.3638 | 108 | 103.8533
|  | 7120 | 10 | 568 | 16 | 297 | 24 | 3 | 43 | 15.1 | 2.57 | 54 | 100497 | 7.78 | 15.716 | -50.3305 | 0.2 | 74.7886 | 74.7886 | 74.7886 | 74.7886 | 217.479 | 74.7886 | 246.8466 | 74.7886 | 99.0228 | 99.0228 | 99.0228 | 99.0228 | 244.3958 | 99.0228 | 265.1618 | 99.0228 | 169.193 | 106.295
|  | 7121 | 10 | 569 | 17 | 297 | 24 | 3 | 43 | 13.57 | 2.47 | 55 | 100507 | 7.593 | 7.4454 | -62.7301 | 0.2 | 48.7897 | 48.7897 | 48.7897 | 48.7897 | 165.9694 | 48.7897 | 276.1148 | 48.7897 | 65.1511 | 65.1511 | 65.1511 | 65.1511 | 171.6428 | 65.1511 | 249.5273 | 65.1511 | 103.2815 | 69.8593
|  | 7122 | 10 | 570 | 18 | 297 | 24 | 3 | 43 | 12.04 | 2.38 | 56 | 100516 | 7.363 | 0 | -74.188 | 0.2 | 0 | 0 | 0 | 0 | 0 | 0 | 0 | 0 | 0 | 0 | 0 | 0 | 0 | 0 | 0 | 0 | 0 | 0
|  | 7123 | 10 | 571 | 19 | 297 | 24 | 3 | 43 | 10.51 | 2.29 | 57 | 100526 | 7.098 | 0 | -85.2588 | 0.2 | 0 | 0 | 0 | 0 | 0 | 0 | 0 | 0 | 0 | 0 | 0 | 0 | 0 | 0 | 0 | 0 | 0 | 0
|  | 7124 | 10 | 572 | 20 | 297 | 24 | 3 | 43 | 9.81 | 2.08 | 60 | 100533 | 6.925 | 0 | -96.5832 | 0.2 | 0 | 0 | 0 | 0 | 0 | 0 | 0 | 0 | 0 | 0 | 0 | 0 | 0 | 0 | 0 | 0 | 0 | 0
|  | 7125 | 10 | 573 | 21 | 297 | 24 | 3 | 43 | 9.1 | 1.88 | 64 | 100539 | 6.746 | 0 | -108.9428 | 0.2 | 0 | 0 | 0 | 0 | 0 | 0 | 0 | 0 | 0 | 0 | 0 | 0 | 0 | 0 | 0 | 0 | 0 | 0
|  | 7126 | 10 | 574 | 22 | 297 | 24 | 3 | 43 | 8.4 | 1.67 | 68 | 100546 | 6.571 | 0 | -123.3465 | 0.2 | 0 | 0 | 0 | 0 | 0 | 0 | 0 | 0 | 0 | 0 | 0 | 0 | 0 | 0 | 0 | 0 | 0 | 0
|  | 7127 | 10 | 575 | 23 | 297 | 24 | 3 | 43 | 8.07 | 1.61 | 70 | 100520 | 6.483 | 0 | -140.9919 | 0.2 | 0 | 0 | 0 | 0 | 0 | 0 | 0 | 0 | 0 | 0 | 0 | 0 | 0 | 0 | 0 | 0 | 0 | 0
|  | 7128 | 10 | 576 | 24 | 297 | 24 | 3 | 43 | 7.73 | 1.55 | 73 | 100493 | 6.392 | 0 | -162.6064 | 0.2 | 0 | 0 | 0 | 0 | 0 | 0 | 0 | 0 | 0 | 0 | 0 | 0 | 0 | 0 | 0 | 0 | 0 | 0
|  | 7129 | 10 | 577 | 1 | 298 | 25 | 4 | 43 | 7.4 | 1.49 | 75 | 100467 | 6.304 | 0 | 173.0996 | 0.2 | 0 | 0 | 0 | 0 | 0 | 0 | 0 | 0 | 0 | 0 | 0 | 0 | 0 | 0 | 0 | 0 | 0 | 0
|  | 7130 | 10 | 578 | 2 | 298 | 25 | 4 | 43 | 6.9 | 1.35 | 77 | 100457 | 6.116 | 0 | 149.8583 | 0.2 | 0 | 0 | 0 | 0 | 0 | 0 | 0 | 0 | 0 | 0 | 0 | 0 | 0 | 0 | 0 | 0 | 0 | 0
|  | 7131 | 10 | 579 | 3 | 298 | 25 | 4 | 43 | 6.39 | 1.2 | 79 | 100448 | 5.928 | 0 | 130.4085 | 0.2 | 0 | 0 | 0 | 0 | 0 | 0 | 0 | 0 | 0 | 0 | 0 | 0 | 0 | 0 | 0 | 0 | 0 | 0
|  | 7132 | 10 | 580 | 4 | 298 | 25 | 4 | 43 | 5.89 | 1.06 | 81 | 100438 | 5.75 | 0 | 114.7086 | 0.2 | 0 | 0 | 0 | 0 | 0 | 0 | 0 | 0 | 0 | 0 | 0 | 0 | 0 | 0 | 0 | 0 | 0 | 0
|  | 7133 | 10 | 581 | 5 | 298 | 25 | 4 | 43 | 5.69 | 1.16 | 80 | 100415 | 5.677 | 0 | 101.5935 | 0.2 | 0 | 0 | 0 | 0 | 0 | 0 | 0 | 0 | 0 | 0 | 0 | 0 | 0 | 0 | 0 | 0 | 0 | 0
|  | 7134 | 10 | 582 | 6 | 298 | 25 | 4 | 43 | 5.48 | 1.26 | 79 | 100392 | 5.602 | 0 | 89.932 | 0.2 | 0 | 0 | 0 | 0 | 0 | 0 | 0 | 0 | 0 | 0 | 0 | 0 | 0 | 0 | 0 | 0 | 0 | 0
|  | 7135 | 10 | 583 | 7 | 298 | 25 | 4 | 43 | 5.28 | 1.37 | 78 | 100369 | 5.531 | 0 | 78.8473 | 0.2 | 0 | 0 | 0 | 0 | 0 | 0 | 0 | 0 | 0 | 0 | 0 | 0 | 0 | 0 | 0 | 0 | 0 | 0
|  | 7136 | 10 | 584 | 8 | 298 | 25 | 4 | 43 | 7.09 | 1.25 | 75 | 100366 | 6.071 | 3.202 | 67.6472 | 0.2 | 0 | 0 | 0 | 0 | 0 | 0 | 0 | 0 | 0 | 0 | 0 | 0 | 0 | 0 | 0 | 0 | 0 | 0
|  | 7137 | 10 | 585 | 9 | 298 | 25 | 4 | 43 | 8.91 | 1.13 | 72 | 100362 | 6.649 | 11.9293 | 55.7445 | 0.2 | 31.3935 | 31.3935 | 74.3464 | 31.3935 | 60.6451 | 31.3935 | 31.3935 | 31.3935 | 44.5998 | 44.5998 | 82.7353 | 44.5998 | 73.0471 | 44.5998 | 44.5998 | 44.5998 | 60.8199 | 49.8409
|  | 7138 | 10 | 586 | 10 | 298 | 25 | 4 | 43 | 10.72 | 1.01 | 68 | 100359 | 7.256 | 19.4369 | 42.645 | 0.2 | 60.1259 | 60.1259 | 102.0114 | 60.1259 | 105.6043 | 60.1259 | 60.1259 | 60.1259 | 89.3126 | 89.3126 | 134.3576 | 89.3126 | 136.8981 | 89.3126 | 89.3126 | 89.3126 | 125.8367 | 104.0189
|  | 7139 | 10 | 587 | 11 | 298 | 25 | 4 | 43 | 12.07 | 1.03 | 63 | 100313 | 7.49 | 25.1797 | 28.0435 | 0.2 | 81.1391 | 81.1391 | 113.6899 | 81.1391 | 142.2462 | 81.1391 | 81.1391 | 81.1391 | 119.7377 | 119.7377 | 165.771 | 119.7377 | 185.9633 | 119.7377 | 119.7377 | 119.7377 | 171.4836 | 138.9336
|  | 7140 | 10 | 588 | 12 | 298 | 25 | 4 | 43 | 13.42 | 1.04 | 57 | 100267 | 7.694 | 28.5847 | 12.0352 | 0.2 | 124.1143 | 124.1143 | 227.7577 | 124.1143 | 610.2508 | 124.1143 | 124.1143 | 124.1143 | 134.3497 | 134.3497 | 399.1461 | 134.3497 | 669.6095 | 134.3497 | 252.5722 | 134.3497 | 396.89 | 126.0548
|  | 7141 | 10 | 589 | 13 | 298 | 25 | 4 | 43 | 14.78 | 1.06 | 51 | 100221 | 7.869 | 29.2194 | -4.7158 | 0.2 | 115.6893 | 115.6893 | 115.6893 | 115.6893 | 763.1168 | 115.6893 | 169.0977 | 115.6893 | 108.5469 | 108.5469 | 327.7103 | 108.5469 | 823.2762 | 108.5469 | 403.2413 | 108.5469 | 454.4878 | 91.1355
|  | 7142 | 10 | 590 | 14 | 298 | 25 | 4 | 43 | 14.82 | 1.09 | 50 | 100182 | 7.741 | 26.9934 | -21.1644 | 0.2 | 100.403 | 100.403 | 100.403 | 100.403 | 805.1136 | 100.403 | 373.2386 | 100.403 | 86.0935 | 86.0935 | 165.3563 | 86.0935 | 856.5859 | 86.0935 | 551.2042 | 86.0935 | 452.6224 | 67.6922
|  | 7143 | 10 | 591 | 15 | 298 | 25 | 4 | 43 | 14.87 | 1.13 | 50 | 100143 | 7.616 | 22.2094 | -36.4274 | 0.2 | 89.2615 | 89.2615 | 89.2615 | 89.2615 | 691.0864 | 89.2615 | 533.4089 | 89.2615 | 80.6373 | 80.6373 | 80.6373 | 80.6373 | 722.1315 | 80.6373 | 610.6366 | 80.6373 | 371.1737 | 65.7888
|  | 7144 | 10 | 592 | 16 | 298 | 25 | 4 | 43 | 14.91 | 1.16 | 50 | 100103 | 7.486 | 15.4051 | -50.1665 | 0.2 | 70.1606 | 70.1606 | 70.1606 | 70.1606 | 502.4167 | 70.1606 | 588.3534 | 70.1606 | 70.8189 | 70.8189 | 70.8189 | 70.8189 | 507.9487 | 70.8189 | 568.7151 | 70.8189 | 248.9808 | 63.042
|  | 7145 | 10 | 593 | 17 | 298 | 25 | 4 | 43 | 13.38 | 1.54 | 51 | 100094 | 7.381 | 7.1514 | -62.5411 | 0.2 | 46.7891 | 46.7891 | 46.7891 | 46.7891 | 187.8351 | 46.7891 | 318.2106 | 46.7891 | 62.2199 | 62.2199 | 62.2199 | 62.2199 | 189.0921 | 62.2199 | 281.2816 | 62.2199 | 105.3784 | 67
|  | 7146 | 10 | 594 | 18 | 298 | 25 | 4 | 43 | 11.84 | 1.92 | 53 | 100084 | 7.216 | 0 | -73.982 | 0.2 | 0 | 0 | 0 | 0 | 0 | 0 | 0 | 0 | 0 | 0 | 0 | 0 | 0 | 0 | 0 | 0 | 0 | 0
|  | 7147 | 10 | 595 | 19 | 298 | 25 | 4 | 43 | 10.3 | 2.3 | 55 | 100074 | 7.004 | 0 | -85.0396 | 0.2 | 0 | 0 | 0 | 0 | 0 | 0 | 0 | 0 | 0 | 0 | 0 | 0 | 0 | 0 | 0 | 0 | 0 | 0
|  | 7148 | 10 | 596 | 20 | 298 | 25 | 4 | 43 | 9.58 | 2.02 | 61 | 100077 | 6.848 | 0 | -96.3532 | 0.2 | 0 | 0 | 0 | 0 | 0 | 0 | 0 | 0 | 0 | 0 | 0 | 0 | 0 | 0 | 0 | 0 | 0 | 0
|  | 7149 | 10 | 597 | 21 | 298 | 25 | 4 | 43 | 8.87 | 1.73 | 67 | 100081 | 6.693 | 0 | -108.7064 | 0.2 | 0 | 0 | 0 | 0 | 0 | 0 | 0 | 0 | 0 | 0 | 0 | 0 | 0 | 0 | 0 | 0 | 0 | 0
|  | 7150 | 10 | 598 | 22 | 298 | 25 | 4 | 43 | 8.15 | 1.45 | 73 | 100084 | 6.532 | 0 | -123.1179 | 0.2 | 0 | 0 | 0 | 0 | 0 | 0 | 0 | 0 | 0 | 0 | 0 | 0 | 0 | 0 | 0 | 0 | 0 | 0
|  | 7151 | 10 | 599 | 23 | 298 | 25 | 4 | 43 | 7.77 | 1.42 | 76 | 100077 | 6.414 | 0 | -140.8079 | 0.2 | 0 | 0 | 0 | 0 | 0 | 0 | 0 | 0 | 0 | 0 | 0 | 0 | 0 | 0 | 0 | 0 | 0 | 0
|  | 7152 | 10 | 600 | 24 | 298 | 25 | 4 | 43 | 7.38 | 1.39 | 79 | 100071 | 6.293 | 0 | -162.5339 | 0.2 | 0 | 0 | 0 | 0 | 0 | 0 | 0 | 0 | 0 | 0 | 0 | 0 | 0 | 0 | 0 | 0 | 0 | 0
|  | 7153 | 10 | 601 | 1 | 299 | 26 | 5 | 43 | 7 | 1.37 | 82 | 100064 | 6.177 | 0 | 173.0129 | 0.2 | 0 | 0 | 0 | 0 | 0 | 0 | 0 | 0 | 0 | 0 | 0 | 0 | 0 | 0 | 0 | 0 | 0 | 0
|  | 7154 | 10 | 602 | 2 | 299 | 26 | 5 | 43 | 6.56 | 1.23 | 98 | 100035 | 6.013 | 0 | 149.6397 | 0.2 | 0 | 0 | 0 | 0 | 0 | 0 | 0 | 0 | 0 | 0 | 0 | 0 | 0 | 0 | 0 | 0 | 0 | 0
|  | 7155 | 10 | 603 | 3 | 299 | 26 | 5 | 43 | 6.12 | 1.1 | 114 | 100005 | 5.851 | 0 | 130.1335 | 0.2 | 0 | 0 | 0 | 0 | 0 | 0 | 0 | 0 | 0 | 0 | 0 | 0 | 0 | 0 | 0 | 0 | 0 | 0
|  | 7156 | 10 | 604 | 4 | 299 | 26 | 5 | 43 | 5.68 | 0.97 | 130 | 99976 | 5.694 | 0 | 114.4251 | 0.2 | 0 | 0 | 0 | 0 | 0 | 0 | 0 | 0 | 0 | 0 | 0 | 0 | 0 | 0 | 0 | 0 | 0 | 0
|  | 7157 | 10 | 605 | 5 | 299 | 26 | 5 | 43 | 5.4 | 0.95 | 122 | 99953 | 5.59 | 0 | 101.3193 | 0.2 | 0 | 0 | 0 | 0 | 0 | 0 | 0 | 0 | 0 | 0 | 0 | 0 | 0 | 0 | 0 | 0 | 0 | 0
|  | 7158 | 10 | 606 | 6 | 299 | 26 | 5 | 43 | 5.12 | 0.94 | 114 | 99930 | 5.488 | 0 | 89.671 | 0.2 | 0 | 0 | 0 | 0 | 0 | 0 | 0 | 0 | 0 | 0 | 0 | 0 | 0 | 0 | 0 | 0 | 0 | 0
|  | 7159 | 10 | 607 | 7 | 299 | 26 | 5 | 43 | 4.84 | 0.92 | 105 | 99907 | 5.387 | 0 | 78.5995 | 0.2 | 0 | 0 | 0 | 0 | 0 | 0 | 0 | 0 | 0 | 0 | 0 | 0 | 0 | 0 | 0 | 0 | 0 | 0
|  | 7160 | 10 | 608 | 8 | 299 | 26 | 5 | 43 | 6.97 | 0.64 | 102 | 99920 | 6.023 | 2.9478 | 67.413 | 0.2 | 0 | 0 | 0 | 0 | 0 | 0 | 0 | 0 | 0 | 0 | 0 | 0 | 0 | 0 | 0 | 0 | 0 | 0
|  | 7161 | 10 | 609 | 9 | 299 | 26 | 5 | 43 | 9.1 | 0.36 | 98 | 99933 | 6.708 | 11.6566 | 55.5279 | 0.2 | 30.3746 | 30.3746 | 72.8213 | 30.3746 | 59.517 | 30.3746 | 30.3746 | 30.3746 | 43.1512 | 43.1512 | 80.6764 | 43.1512 | 71.2688 | 43.1512 | 43.1512 | 43.1512 | 58.8429 | 48.221
|  | 7162 | 10 | 610 | 10 | 299 | 26 | 5 | 43 | 11.23 | 0.08 | 94 | 99946 | 7.443 | 19.1412 | 42.4558 | 0.2 | 49.3737 | 49.3737 | 59.2043 | 49.3737 | 60.1185 | 49.3737 | 49.3737 | 49.3737 | 77.3815 | 77.3815 | 87.907 | 77.3815 | 88.5535 | 77.3815 | 77.3815 | 77.3815 | 98.1214 | 93.0667
|  | 7163 | 10 | 611 | 11 | 299 | 26 | 5 | 43 | 12.7 | 0.39 | 70 | 99890 | 7.654 | 24.8604 | 27.8982 | 0.2 | 58.7091 | 58.7091 | 63.0416 | 58.7091 | 66.8924 | 58.7091 | 58.7091 | 58.7091 | 92.105 | 92.105 | 98.2022 | 92.105 | 100.9252 | 92.105 | 92.105 | 92.105 | 115 | 110.7097
|  | 7164 | 10 | 612 | 12 | 299 | 26 | 5 | 43 | 14.16 | 0.69 | 45 | 99835 | 7.815 | 28.2469 | 11.9536 | 0.2 | 46.1105 | 46.1105 | 46.2424 | 46.1105 | 46.7335 | 46.1105 | 46.1105 | 46.1105 | 72.7889 | 72.7889 | 73.1241 | 72.7889 | 73.4713 | 72.7889 | 72.9375 | 72.7889 | 88 | 87.6579
|  | 7165 | 10 | 613 | 13 | 299 | 26 | 5 | 43 | 15.63 | 0.99 | 20 | 99779 | 7.928 | 28.874 | -4.7207 | 0.2 | 48.13 | 48.13 | 48.13 | 48.13 | 49.2117 | 48.13 | 48.2193 | 48.13 | 75.923 | 75.923 | 76.2831 | 75.923 | 77.1111 | 75.923 | 76.4094 | 75.923 | 92 | 91.4015
|  | 7166 | 10 | 614 | 14 | 299 | 26 | 5 | 43 | 15.6 | 0.94 | 32 | 99717 | 7.831 | 26.6535 | -21.0957 | 0.2 | 86.8455 | 86.8455 | 86.8455 | 86.8455 | 123.3157 | 86.8455 | 100.915 | 86.8455 | 134.0799 | 134.0799 | 138.005 | 134.0799 | 173.7419 | 134.0799 | 157.9023 | 134.0799 | 179.8624 | 160.2419
|  | 7167 | 10 | 615 | 15 | 299 | 26 | 5 | 43 | 15.57 | 0.89 | 45 | 99655 | 7.734 | 21.8844 | -36.3013 | 0.2 | 104.3455 | 104.3455 | 104.3455 | 104.3455 | 430.2122 | 104.3455 | 343.73 | 104.3455 | 125.457 | 125.457 | 125.457 | 125.457 | 470.7261 | 125.457 | 409.5739 | 125.457 | 289.77 | 127.3526
|  | 7168 | 10 | 616 | 16 | 299 | 26 | 5 | 43 | 15.53 | 0.84 | 57 | 99592 | 7.633 | 15.0984 | -50.0018 | 0.2 | 81.8126 | 81.8126 | 81.8126 | 81.8126 | 393.5491 | 81.8126 | 453.3493 | 81.8126 | 96.9835 | 96.9835 | 96.9835 | 96.9835 | 409.9374 | 96.9835 | 452.2226 | 96.9835 | 228.002 | 97.1548
|  | 7169 | 10 | 617 | 17 | 299 | 26 | 5 | 43 | 13.8 | 1.18 | 61 | 99576 | 7.481 | 6.8617 | -62.3516 | 0.2 | 45.6628 | 45.6628 | 45.6628 | 45.6628 | 119.2326 | 45.6628 | 186.0998 | 45.6628 | 62.8588 | 62.8588 | 62.8588 | 62.8588 | 128.3708 | 62.8588 | 175.653 | 62.8588 | 87.4646 | 68.3866
|  | 7170 | 10 | 618 | 18 | 299 | 26 | 5 | 43 | 12.06 | 1.52 | 65 | 99560 | 7.259 | 0 | -73.7756 | 0.2 | 0 | 0 | 0 | 0 | 0 | 0 | 0 | 0 | 0 | 0 | 0 | 0 | 0 | 0 | 0 | 0 | 0 | 0
|  | 7171 | 10 | 619 | 19 | 299 | 26 | 5 | 43 | 10.32 | 1.86 | 68 | 99543 | 6.987 | 0 | -84.8198 | 0.2 | 0 | 0 | 0 | 0 | 0 | 0 | 0 | 0 | 0 | 0 | 0 | 0 | 0 | 0 | 0 | 0 | 0 | 0
|  | 7172 | 10 | 620 | 20 | 299 | 26 | 5 | 43 | 9.75 | 2.05 | 69 | 99550 | 6.801 | 0 | -96.1221 | 0.2 | 0 | 0 | 0 | 0 | 0 | 0 | 0 | 0 | 0 | 0 | 0 | 0 | 0 | 0 | 0 | 0 | 0 | 0
|  | 7173 | 10 | 621 | 21 | 299 | 26 | 5 | 43 | 9.17 | 2.23 | 70 | 99556 | 6.613 | 0 | -108.4682 | 0.2 | 0 | 0 | 0 | 0 | 0 | 0 | 0 | 0 | 0 | 0 | 0 | 0 | 0 | 0 | 0 | 0 | 0 | 0
|  | 7174 | 10 | 622 | 22 | 299 | 26 | 5 | 43 | 8.6 | 2.41 | 71 | 99563 | 6.433 | 0 | -122.8862 | 0.2 | 0 | 0 | 0 | 0 | 0 | 0 | 0 | 0 | 0 | 0 | 0 | 0 | 0 | 0 | 0 | 0 | 0 | 0
|  | 7175 | 10 | 623 | 23 | 299 | 26 | 5 | 43 | 8.54 | 2.15 | 69 | 99543 | 6.43 | 0 | -140.6195 | 0.2 | 0 | 0 | 0 | 0 | 0 | 0 | 0 | 0 | 0 | 0 | 0 | 0 | 0 | 0 | 0 | 0 | 0 | 0
|  | 7176 | 10 | 624 | 24 | 299 | 26 | 5 | 43 | 8.47 | 1.89 | 68 | 99523 | 6.421 | 0 | -162.4562 | 0.2 | 0 | 0 | 0 | 0 | 0 | 0 | 0 | 0 | 0 | 0 | 0 | 0 | 0 | 0 | 0 | 0 | 0 | 0
|  | 7177 | 10 | 625 | 1 | 300 | 27 | 6 | 43 | 8.41 | 1.63 | 67 | 99504 | 6.417 | 0 | 172.9305 | 0.2 | 0 | 0 | 0 | 0 | 0 | 0 | 0 | 0 | 0 | 0 | 0 | 0 | 0 | 0 | 0 | 0 | 0 | 0
|  | 7178 | 10 | 626 | 2 | 300 | 27 | 6 | 43 | 8.12 | 1.96 | 64 | 99481 | 6.344 | 0 | 149.4246 | 0.2 | 0 | 0 | 0 | 0 | 0 | 0 | 0 | 0 | 0 | 0 | 0 | 0 | 0 | 0 | 0 | 0 | 0 | 0
|  | 7179 | 10 | 627 | 3 | 300 | 27 | 6 | 43 | 7.83 | 2.29 | 62 | 99458 | 6.272 | 0 | 129.862 | 0.2 | 0 | 0 | 0 | 0 | 0 | 0 | 0 | 0 | 0 | 0 | 0 | 0 | 0 | 0 | 0 | 0 | 0 | 0
|  | 7180 | 10 | 628 | 4 | 300 | 27 | 6 | 43 | 7.54 | 2.62 | 60 | 99435 | 6.2 | 0 | 114.1453 | 0.2 | 0 | 0 | 0 | 0 | 0 | 0 | 0 | 0 | 0 | 0 | 0 | 0 | 0 | 0 | 0 | 0 | 0 | 0
|  | 7181 | 10 | 629 | 5 | 300 | 27 | 6 | 43 | 7.51 | 2.84 | 62 | 99386 | 6.253 | 0 | 101.049 | 0.2 | 0 | 0 | 0 | 0 | 0 | 0 | 0 | 0 | 0 | 0 | 0 | 0 | 0 | 0 | 0 | 0 | 0 | 0
|  | 7182 | 10 | 630 | 6 | 300 | 27 | 6 | 43 | 7.49 | 3.06 | 64 | 99337 | 6.311 | 0 | 89.4141 | 0.2 | 0 | 0 | 0 | 0 | 0 | 0 | 0 | 0 | 0 | 0 | 0 | 0 | 0 | 0 | 0 | 0 | 0 | 0
|  | 7183 | 10 | 631 | 7 | 300 | 27 | 6 | 43 | 7.46 | 3.28 | 66 | 99288 | 6.363 | 0 | 78.3559 | 0.2 | 0 | 0 | 0 | 0 | 0 | 0 | 0 | 0 | 0 | 0 | 0 | 0 | 0 | 0 | 0 | 0 | 0 | 0
|  | 7184 | 10 | 632 | 8 | 300 | 27 | 6 | 43 | 8.37 | 2.98 | 71 | 99248 | 6.623 | 2.6942 | 67.1833 | 0.2 | 0 | 0 | 0 | 0 | 0 | 0 | 0 | 0 | 0 | 0 | 0 | 0 | 0 | 0 | 0 | 0 | 0 | 0
|  | 7185 | 10 | 633 | 9 | 300 | 27 | 6 | 43 | 9.29 | 2.68 | 76 | 99209 | 6.89 | 11.3847 | 55.3163 | 0.2 | 8.2242 | 8.2242 | 8.2242 | 8.2242 | 8.2242 | 8.2242 | 8.2242 | 8.2242 | 13.1527 | 13.1527 | 13.1527 | 13.1527 | 13.1527 | 13.1527 | 13.1527 | 13.1527 | 16 | 16
|  | 7186 | 10 | 634 | 10 | 300 | 27 | 6 | 43 | 10.2 | 2.37 | 81 | 99170 | 7.156 | 18.8469 | 42.2717 | 0.2 | 60.8072 | 60.8072 | 122.1947 | 60.8072 | 128.3381 | 60.8072 | 60.8072 | 60.8072 | 85.2532 | 85.2532 | 150.6883 | 85.2532 | 155.0323 | 85.2532 | 85.2532 | 85.2532 | 126.1112 | 94.9595
|  | 7187 | 10 | 635 | 11 | 300 | 27 | 6 | 43 | 11.11 | 2.54 | 83 | 99048 | 7.33 | 24.543 | 27.7581 | 0.2 | 58.1902 | 58.1902 | 62.5259 | 58.1902 | 66.4282 | 58.1902 | 58.1902 | 58.1902 | 91.2992 | 91.2992 | 97.3709 | 91.2992 | 100.1302 | 91.2992 | 91.2992 | 91.2992 | 114 | 109.7491
|  | 7188 | 10 | 636 | 12 | 300 | 27 | 6 | 43 | 12.02 | 2.71 | 86 | 98927 | 7.493 | 27.9117 | 11.8766 | 0.2 | 47.0736 | 47.0736 | 47.289 | 47.0736 | 48.0978 | 47.0736 | 47.0736 | 47.0736 | 74.281 | 74.281 | 74.8253 | 74.281 | 75.3972 | 74.281 | 74.5207 | 74.281 | 90 | 89.4456
|  | 7189 | 10 | 637 | 13 | 300 | 27 | 6 | 43 | 12.94 | 2.88 | 88 | 98806 | 7.649 | 28.532 | -4.7222 | 0.2 | 70.9569 | 70.9569 | 70.9569 | 70.9569 | 83.6592 | 70.9569 | 72.0061 | 70.9569 | 110.9103 | 110.9103 | 115.0683 | 110.9103 | 124.7922 | 110.9103 | 116.5522 | 110.9103 | 140 | 133.0705
|  | 7190 | 10 | 638 | 14 | 300 | 27 | 6 | 43 | 12.87 | 2.88 | 86 | 98730 | 7.503 | 26.3175 | -21.0248 | 0.2 | 35.5976 | 35.5976 | 35.5976 | 35.5976 | 35.5976 | 35.5976 | 35.5976 | 35.5976 | 56.3546 | 56.3546 | 56.3546 | 56.3546 | 56.3546 | 56.3546 | 56.3546 | 56.3546 | 68 | 68
|  | 7191 | 10 | 639 | 15 | 300 | 27 | 6 | 43 | 12.81 | 2.87 | 85 | 98655 | 7.363 | 21.5635 | -36.1742 | 0.2 | 29.7402 | 29.7402 | 29.7402 | 29.7402 | 29.7402 | 29.7402 | 29.7402 | 29.7402 | 47.1684 | 47.1684 | 47.1684 | 47.1684 | 47.1684 | 47.1684 | 47.1684 | 47.1684 | 57 | 57
|  | 7192 | 10 | 640 | 16 | 300 | 27 | 6 | 43 | 12.74 | 2.87 | 83 | 98580 | 7.219 | 14.796 | -49.8366 | 0.2 | 58.3676 | 58.3676 | 58.3676 | 58.3676 | 122.0193 | 58.3676 | 133.7868 | 58.3676 | 85.9876 | 85.9876 | 85.9876 | 85.9876 | 149.4287 | 85.9876 | 157.7496 | 85.9876 | 125.931 | 99.8635
|  | 7193 | 10 | 641 | 17 | 300 | 27 | 6 | 43 | 11.98 | 3.04 | 76 | 98514 | 6.973 | 6.5764 | -62.1618 | 0.2 | 34.8006 | 34.8006 | 34.8006 | 34.8006 | 115.8453 | 34.8006 | 188.2676 | 34.8006 | 47.3298 | 47.3298 | 47.3298 | 47.3298 | 118.785 | 47.3298 | 169.9952 | 47.3298 | 71.3643 | 51.3562
|  | 7194 | 10 | 642 | 18 | 300 | 27 | 6 | 43 | 11.21 | 3.22 | 68 | 98449 | 6.725 | 0 | -73.5688 | 0.2 | 0 | 0 | 0 | 0 | 0 | 0 | 0 | 0 | 0 | 0 | 0 | 0 | 0 | 0 | 0 | 0 | 0 | 0
|  | 7195 | 10 | 643 | 19 | 300 | 27 | 6 | 43 | 10.44 | 3.39 | 61 | 98383 | 6.485 | 0 | -84.5995 | 0.2 | 0 | 0 | 0 | 0 | 0 | 0 | 0 | 0 | 0 | 0 | 0 | 0 | 0 | 0 | 0 | 0 | 0 | 0
|  | 7196 | 10 | 644 | 20 | 300 | 27 | 6 | 43 | 10.03 | 3.57 | 57 | 98314 | 6.396 | 0 | -95.8899 | 0.2 | 0 | 0 | 0 | 0 | 0 | 0 | 0 | 0 | 0 | 0 | 0 | 0 | 0 | 0 | 0 | 0 | 0 | 0
|  | 7197 | 10 | 645 | 21 | 300 | 27 | 6 | 43 | 9.62 | 3.75 | 52 | 98246 | 6.308 | 0 | -108.2281 | 0.2 | 0 | 0 | 0 | 0 | 0 | 0 | 0 | 0 | 0 | 0 | 0 | 0 | 0 | 0 | 0 | 0 | 0 | 0
|  | 7198 | 10 | 646 | 22 | 300 | 27 | 6 | 43 | 9.21 | 3.93 | 48 | 98177 | 6.219 | 0 | -122.6515 | 0.2 | 0 | 0 | 0 | 0 | 0 | 0 | 0 | 0 | 0 | 0 | 0 | 0 | 0 | 0 | 0 | 0 | 0 | 0
|  | 7199 | 10 | 647 | 23 | 300 | 27 | 6 | 43 | 8.99 | 4.34 | 42 | 98121 | 6.417 | 0 | -140.4265 | 0.2 | 0 | 0 | 0 | 0 | 0 | 0 | 0 | 0 | 0 | 0 | 0 | 0 | 0 | 0 | 0 | 0 | 0 | 0
|  | 7200 | 10 | 648 | 24 | 300 | 27 | 6 | 43 | 8.77 | 4.74 | 37 | 98065 | 6.609 | 0 | -162.3733 | 0.2 | 0 | 0 | 0 | 0 | 0 | 0 | 0 | 0 | 0 | 0 | 0 | 0 | 0 | 0 | 0 | 0 | 0 | 0
|  | 7201 | 10 | 649 | 1 | 301 | 28 | 7 | 43 | 8.55 | 5.14 | 32 | 98010 | 6.793 | 0 | 172.8526 | 0.2 | 0 | 0 | 0 | 0 | 0 | 0 | 0 | 0 | 0 | 0 | 0 | 0 | 0 | 0 | 0 | 0 | 0 | 0
|  | 7202 | 10 | 650 | 2 | 301 | 28 | 7 | 43 | 7.9 | 5.36 | 25 | 97987 | 6.579 | 0 | 149.2131 | 0.2 | 0 | 0 | 0 | 0 | 0 | 0 | 0 | 0 | 0 | 0 | 0 | 0 | 0 | 0 | 0 | 0 | 0 | 0
|  | 7203 | 10 | 651 | 3 | 301 | 28 | 7 | 43 | 7.26 | 5.58 | 18 | 97964 | 6.373 | 0 | 129.594 | 0.2 | 0 | 0 | 0 | 0 | 0 | 0 | 0 | 0 | 0 | 0 | 0 | 0 | 0 | 0 | 0 | 0 | 0 | 0
|  | 7204 | 10 | 652 | 4 | 301 | 28 | 7 | 43 | 6.61 | 5.79 | 12 | 97941 | 6.168 | 0 | 113.8693 | 0.2 | 0 | 0 | 0 | 0 | 0 | 0 | 0 | 0 | 0 | 0 | 0 | 0 | 0 | 0 | 0 | 0 | 0 | 0
|  | 7205 | 10 | 653 | 5 | 301 | 28 | 7 | 43 | 5.66 | 5.82 | 9 | 97970 | 5.781 | 0 | 100.7827 | 0.2 | 0 | 0 | 0 | 0 | 0 | 0 | 0 | 0 | 0 | 0 | 0 | 0 | 0 | 0 | 0 | 0 | 0 | 0
|  | 7206 | 10 | 654 | 6 | 301 | 28 | 7 | 43 | 4.7 | 5.84 | 6 | 98000 | 5.413 | 0 | 89.1613 | 0.2 | 0 | 0 | 0 | 0 | 0 | 0 | 0 | 0 | 0 | 0 | 0 | 0 | 0 | 0 | 0 | 0 | 0 | 0
|  | 7207 | 10 | 655 | 7 | 301 | 28 | 7 | 43 | 3.75 | 5.86 | 3 | 98029 | 5.069 | 0 | 78.1167 | 0.2 | 0 | 0 | 0 | 0 | 0 | 0 | 0 | 0 | 0 | 0 | 0 | 0 | 0 | 0 | 0 | 0 | 0 | 0
|  | 7208 | 10 | 656 | 8 | 301 | 28 | 7 | 43 | 3.45 | 5.95 | 2 | 98128 | 4.926 | 2.4411 | 66.9584 | 0.2 | 0 | 0 | 0 | 0 | 0 | 0 | 0 | 0 | 0 | 0 | 0 | 0 | 0 | 0 | 0 | 0 | 0 | 0
|  | 7209 | 10 | 657 | 9 | 301 | 28 | 7 | 43 | 3.14 | 6.05 | 360 | 98226 | 4.783 | 11.1137 | 55.1095 | 0.2 | 9.7815 | 9.7815 | 9.7815 | 9.7815 | 9.7815 | 9.7815 | 9.7815 | 9.7815 | 15.6295 | 15.6295 | 15.6295 | 15.6295 | 15.6295 | 15.6295 | 15.6295 | 15.6295 | 19 | 19
|  | 7210 | 10 | 658 | 10 | 301 | 28 | 7 | 43 | 2.84 | 6.14 | 358 | 98324 | 4.647 | 18.5539 | 42.0929 | 0.2 | 21.2888 | 21.2888 | 21.2888 | 21.2888 | 21.2888 | 21.2888 | 21.2888 | 21.2888 | 33.8552 | 33.8552 | 33.8552 | 33.8552 | 33.8552 | 33.8552 | 33.8552 | 33.8552 | 41 | 41
|  | 7211 | 10 | 659 | 11 | 301 | 28 | 7 | 43 | 2.55 | 6.56 | 357 | 98409 | 4.464 | 24.2277 | 27.6231 | 0.2 | 31.869 | 31.869 | 31.869 | 31.869 | 31.869 | 31.869 | 31.869 | 31.869 | 50.5081 | 50.5081 | 50.5081 | 50.5081 | 50.5081 | 50.5081 | 50.5081 | 50.5081 | 61 | 61
|  | 7212 | 10 | 660 | 12 | 301 | 28 | 7 | 43 | 2.25 | 6.98 | 357 | 98495 | 4.283 | 27.5794 | 11.8041 | 0.2 | 32.9539 | 32.9539 | 32.9539 | 32.9539 | 32.9539 | 32.9539 | 32.9539 | 32.9539 | 52.1924 | 52.1924 | 52.1924 | 52.1924 | 52.1924 | 52.1924 | 52.1924 | 52.1924 | 63 | 63
|  | 7213 | 10 | 661 | 13 | 301 | 28 | 7 | 43 | 1.96 | 7.41 | 356 | 98580 | 4.11 | 28.1936 | -4.7203 | 0.2 | 28.1981 | 28.1981 | 28.1981 | 28.1981 | 28.1981 | 28.1981 | 28.1981 | 28.1981 | 44.7023 | 44.7023 | 44.7023 | 44.7023 | 44.7023 | 44.7023 | 44.7023 | 44.7023 | 54 | 54
|  | 7214 | 10 | 662 | 14 | 301 | 28 | 7 | 43 | 1.93 | 6.8 | 359 | 98675 | 4.112 | 25.9854 | -20.9519 | 0.2 | 44.4619 | 44.4619 | 44.4619 | 44.4619 | 45.2387 | 44.4619 | 44.7593 | 44.4619 | 70.2157 | 70.2157 | 70.2921 | 70.2157 | 71.0518 | 70.2157 | 70.7128 | 70.2157 | 85 | 84.5945
|  | 7215 | 10 | 663 | 15 | 301 | 28 | 7 | 43 | 1.9 | 6.19 | 3 | 98770 | 4.113 | 21.2468 | -36.0459 | 0.2 | 27.0936 | 27.0936 | 27.0936 | 27.0936 | 27.0936 | 27.0936 | 27.0936 | 27.0936 | 43.0042 | 43.0042 | 43.0042 | 43.0042 | 43.0042 | 43.0042 | 43.0042 | 43.0042 | 52 | 52
|  | 7216 | 10 | 664 | 16 | 301 | 28 | 7 | 43 | 1.87 | 5.59 | 6 | 98865 | 4.115 | 14.498 | -49.6708 | 0.2 | 11.8626 | 11.8626 | 11.8626 | 11.8626 | 11.8626 | 11.8626 | 11.8626 | 11.8626 | 18.9355 | 18.9355 | 18.9355 | 18.9355 | 18.9355 | 18.9355 | 18.9355 | 18.9355 | 23 | 23
|  | 7217 | 10 | 665 | 17 | 301 | 28 | 7 | 43 | 1.68 | 5.45 | 9 | 98947 | 3.982 | 6.2955 | -61.9717 | 0.2 | 30.8232 | 30.8232 | 30.8232 | 30.8232 | 94.752 | 30.8232 | 150.9129 | 30.8232 | 42.0304 | 42.0304 | 42.0304 | 42.0304 | 97.8478 | 42.0304 | 137.5595 | 42.0304 | 60.4904 | 45.4815
|  | 7218 | 10 | 666 | 18 | 301 | 28 | 7 | 43 | 1.48 | 5.31 | 12 | 99029 | 3.849 | 0 | -73.3617 | 0.2 | 0 | 0 | 0 | 0 | 0 | 0 | 0 | 0 | 0 | 0 | 0 | 0 | 0 | 0 | 0 | 0 | 0 | 0
|  | 7219 | 10 | 667 | 19 | 301 | 28 | 7 | 43 | 1.28 | 5.17 | 15 | 99111 | 3.719 | 0 | -84.3787 | 0.2 | 0 | 0 | 0 | 0 | 0 | 0 | 0 | 0 | 0 | 0 | 0 | 0 | 0 | 0 | 0 | 0 | 0 | 0
|  | 7220 | 10 | 668 | 20 | 301 | 28 | 7 | 43 | 1.12 | 5.03 | 18 | 99160 | 3.608 | 0 | -95.6568 | 0.2 | 0 | 0 | 0 | 0 | 0 | 0 | 0 | 0 | 0 | 0 | 0 | 0 | 0 | 0 | 0 | 0 | 0 | 0
|  | 7221 | 10 | 669 | 21 | 301 | 28 | 7 | 43 | 0.97 | 4.88 | 20 | 99209 | 3.502 | 0 | -107.9864 | 0.2 | 0 | 0 | 0 | 0 | 0 | 0 | 0 | 0 | 0 | 0 | 0 | 0 | 0 | 0 | 0 | 0 | 0 | 0
|  | 7222 | 10 | 670 | 22 | 301 | 28 | 7 | 43 | 0.81 | 4.73 | 23 | 99258 | 3.396 | 0 | -122.4139 | 0.2 | 0 | 0 | 0 | 0 | 0 | 0 | 0 | 0 | 0 | 0 | 0 | 0 | 0 | 0 | 0 | 0 | 0 | 0
|  | 7223 | 10 | 671 | 23 | 301 | 28 | 7 | 43 | 0.79 | 4.73 | 23 | 99297 | 3.373 | 0 | -140.229 | 0.2 | 0 | 0 | 0 | 0 | 0 | 0 | 0 | 0 | 0 | 0 | 0 | 0 | 0 | 0 | 0 | 0 | 0 | 0
|  | 7224 | 10 | 672 | 24 | 301 | 28 | 7 | 43 | 0.78 | 4.73 | 23 | 99337 | 3.352 | 0 | -162.2851 | 0.2 | 0 | 0 | 0 | 0 | 0 | 0 | 0 | 0 | 0 | 0 | 0 | 0 | 0 | 0 | 0 | 0 | 0 | 0
|  | 7225 | 10 | 673 | 1 | 302 | 29 | 1 | 44 | 0.76 | 4.73 | 23 | 99376 | 3.329 | 0 | 172.7794 | 0.2 | 0 | 0 | 0 | 0 | 0 | 0 | 0 | 0 | 0 | 0 | 0 | 0 | 0 | 0 | 0 | 0 | 0 | 0
|  | 7226 | 10 | 674 | 2 | 302 | 29 | 1 | 44 | 0.59 | 4.9 | 26 | 99425 | 3.206 | 0 | 149.0055 | 0.2 | 0 | 0 | 0 | 0 | 0 | 0 | 0 | 0 | 0 | 0 | 0 | 0 | 0 | 0 | 0 | 0 | 0 | 0
|  | 7227 | 10 | 675 | 3 | 302 | 29 | 1 | 44 | 0.43 | 5.06 | 30 | 99474 | 3.088 | 0 | 129.3298 | 0.2 | 0 | 0 | 0 | 0 | 0 | 0 | 0 | 0 | 0 | 0 | 0 | 0 | 0 | 0 | 0 | 0 | 0 | 0
|  | 7228 | 10 | 676 | 4 | 302 | 29 | 1 | 44 | 0.26 | 5.23 | 34 | 99523 | 2.97 | 0 | 113.5973 | 0.2 | 0 | 0 | 0 | 0 | 0 | 0 | 0 | 0 | 0 | 0 | 0 | 0 | 0 | 0 | 0 | 0 | 0 | 0
|  | 7229 | 10 | 677 | 5 | 302 | 29 | 1 | 44 | 0.25 | 5.11 | 32 | 99543 | 2.998 | 0 | 100.5204 | 0.2 | 0 | 0 | 0 | 0 | 0 | 0 | 0 | 0 | 0 | 0 | 0 | 0 | 0 | 0 | 0 | 0 | 0 | 0
|  | 7230 | 10 | 678 | 6 | 302 | 29 | 1 | 44 | 0.24 | 4.99 | 31 | 99563 | 3.025 | 0 | 88.9128 | 0.2 | 0 | 0 | 0 | 0 | 0 | 0 | 0 | 0 | 0 | 0 | 0 | 0 | 0 | 0 | 0 | 0 | 0 | 0
|  | 7231 | 10 | 679 | 7 | 302 | 29 | 1 | 44 | 0.23 | 4.87 | 30 | 99582 | 3.052 | 0 | 77.8819 | 0.2 | 0 | 0 | 0 | 0 | 0 | 0 | 0 | 0 | 0 | 0 | 0 | 0 | 0 | 0 | 0 | 0 | 0 | 0
|  | 7232 | 10 | 680 | 8 | 302 | 29 | 1 | 44 | 0.89 | 5.31 | 33 | 99625 | 3.111 | 2.1888 | 66.7381 | 0.2 | 0 | 0 | 0 | 0 | 0 | 0 | 0 | 0 | 0 | 0 | 0 | 0 | 0 | 0 | 0 | 0 | 0 | 0
|  | 7233 | 10 | 681 | 9 | 302 | 29 | 1 | 44 | 1.55 | 5.75 | 35 | 99668 | 3.167 | 10.8437 | 54.9078 | 0.2 | 43.3512 | 43.3512 | 263.3491 | 43.3512 | 197.9233 | 43.3512 | 43.3512 | 43.3512 | 49.0253 | 49.0253 | 241.0049 | 49.0253 | 194.7419 | 49.0253 | 49.0253 | 49.0253 | 96.2157 | 44.7134
|  | 7234 | 10 | 682 | 10 | 302 | 29 | 1 | 44 | 2.21 | 6.19 | 38 | 99710 | 3.221 | 18.2624 | 41.9193 | 0.2 | 78.17 | 78.17 | 422.3691 | 78.17 | 461.5269 | 78.17 | 78.17 | 78.17 | 81.9008 | 81.9008 | 445.5032 | 81.9008 | 473.1919 | 81.9008 | 81.9008 | 81.9008 | 243.4313 | 73.4191
|  | 7235 | 10 | 683 | 11 | 302 | 29 | 1 | 44 | 2.68 | 6.48 | 38 | 99694 | 3.05 | 23.9145 | 27.4931 | 0.2 | 96.4835 | 96.4835 | 208.6313 | 96.4835 | 311.9803 | 96.4835 | 96.4835 | 96.4835 | 123.1784 | 123.1784 | 278.6529 | 123.1784 | 351.7317 | 123.1784 | 123.1784 | 123.1784 | 237.293 | 129.5665
|  | 7236 | 10 | 684 | 12 | 302 | 29 | 1 | 44 | 3.14 | 6.77 | 39 | 99677 | 2.862 | 27.25 | 11.7361 | 0.2 | 113.4912 | 113.4912 | 170.3038 | 113.4912 | 386.9602 | 113.4912 | 113.4912 | 113.4912 | 143.0916 | 143.0916 | 284.9839 | 143.0916 | 438.1831 | 143.0916 | 204.6387 | 143.0916 | 293.8817 | 150.0284
|  | 7237 | 10 | 685 | 13 | 302 | 29 | 1 | 44 | 3.61 | 7.06 | 39 | 99661 | 2.659 | 27.8588 | -4.7151 | 0.2 | 114.126 | 114.126 | 114.126 | 114.126 | 329.2828 | 114.126 | 131.872 | 114.126 | 153.7469 | 153.7469 | 221.8849 | 153.7469 | 386.5721 | 153.7469 | 246.9816 | 153.7469 | 283.7061 | 169.5984
|  | 7238 | 10 | 686 | 14 | 302 | 29 | 1 | 44 | 3.71 | 6.32 | 40 | 99684 | 2.632 | 25.6574 | -20.877 | 0.2 | 113.7926 | 113.7926 | 113.7926 | 113.7926 | 381.1959 | 113.7926 | 215.7809 | 113.7926 | 144.884 | 144.884 | 169.9757 | 144.884 | 431.1751 | 144.884 | 314.2091 | 144.884 | 290.3695 | 152.8961
|  | 7239 | 10 | 687 | 15 | 302 | 29 | 1 | 44 | 3.81 | 5.58 | 40 | 99707 | 2.604 | 20.9344 | -35.9166 | 0.2 | 87.7836 | 87.7836 | 87.7836 | 87.7836 | 227.5437 | 87.7836 | 189.0149 | 87.7836 | 121.2675 | 121.2675 | 121.2675 | 121.2675 | 266.774 | 121.2675 | 239.53 | 121.2675 | 201.0641 | 135.0469
|  | 7240 | 10 | 688 | 16 | 302 | 29 | 1 | 44 | 3.91 | 4.84 | 41 | 99730 | 2.576 | 14.2044 | -49.5046 | 0.2 | 78.0131 | 78.0131 | 78.0131 | 78.0131 | 360.3547 | 78.0131 | 408.6466 | 78.0131 | 94.3638 | 94.3638 | 94.3638 | 94.3638 | 371.828 | 94.3638 | 405.9756 | 94.3638 | 205.4746 | 95.4225
|  | 7241 | 10 | 689 | 17 | 302 | 29 | 1 | 44 | 3.31 | 4.09 | 38 | 99789 | 2.667 | 6.0193 | -61.7814 | 0.2 | 32.1174 | 32.1174 | 32.1174 | 32.1174 | 109.3652 | 32.1174 | 176.0717 | 32.1174 | 43.8224 | 43.8224 | 43.8224 | 43.8224 | 110.6259 | 43.8224 | 157.7945 | 43.8224 | 64.8206 | 47.594
|  | 7242 | 10 | 690 | 18 | 302 | 29 | 1 | 44 | 2.7 | 3.33 | 35 | 99848 | 2.745 | 0 | -73.1544 | 0.2 | 0 | 0 | 0 | 0 | 0 | 0 | 0 | 0 | 0 | 0 | 0 | 0 | 0 | 0 | 0 | 0 | 0 | 0
|  | 7243 | 10 | 691 | 19 | 302 | 29 | 1 | 44 | 2.09 | 2.58 | 32 | 99907 | 2.809 | 0 | -84.1574 | 0.2 | 0 | 0 | 0 | 0 | 0 | 0 | 0 | 0 | 0 | 0 | 0 | 0 | 0 | 0 | 0 | 0 | 0 | 0
|  | 7244 | 10 | 692 | 20 | 302 | 29 | 1 | 44 | 1.74 | 2.42 | 29 | 99956 | 2.833 | 0 | -95.4229 | 0.2 | 0 | 0 | 0 | 0 | 0 | 0 | 0 | 0 | 0 | 0 | 0 | 0 | 0 | 0 | 0 | 0 | 0 | 0
|  | 7245 | 10 | 693 | 21 | 302 | 29 | 1 | 44 | 1.39 | 2.27 | 26 | 100005 | 2.854 | 0 | -107.743 | 0.2 | 0 | 0 | 0 | 0 | 0 | 0 | 0 | 0 | 0 | 0 | 0 | 0 | 0 | 0 | 0 | 0 | 0 | 0
|  | 7246 | 10 | 694 | 22 | 302 | 29 | 1 | 44 | 1.04 | 2.11 | 23 | 100054 | 2.872 | 0 | -122.1734 | 0.2 | 0 | 0 | 0 | 0 | 0 | 0 | 0 | 0 | 0 | 0 | 0 | 0 | 0 | 0 | 0 | 0 | 0 | 0
|  | 7247 | 10 | 695 | 23 | 302 | 29 | 1 | 44 | 0.77 | 2.09 | 22 | 100067 | 2.836 | 0 | -140.0271 | 0.2 | 0 | 0 | 0 | 0 | 0 | 0 | 0 | 0 | 0 | 0 | 0 | 0 | 0 | 0 | 0 | 0 | 0 | 0
|  | 7248 | 10 | 696 | 24 | 302 | 29 | 1 | 44 | 0.51 | 2.07 | 22 | 100081 | 2.802 | 0 | -162.1916 | 0.2 | 0 | 0 | 0 | 0 | 0 | 0 | 0 | 0 | 0 | 0 | 0 | 0 | 0 | 0 | 0 | 0 | 0 | 0
|  | 7249 | 10 | 697 | 1 | 303 | 30 | 2 | 44 | 0.24 | 2.06 | 21 | 100094 | 2.767 | 0 | 172.711 | 0.2 | 0 | 0 | 0 | 0 | 0 | 0 | 0 | 0 | 0 | 0 | 0 | 0 | 0 | 0 | 0 | 0 | 0 | 0
|  | 7250 | 10 | 698 | 2 | 303 | 30 | 2 | 44 | -0.08 | 1.84 | 23 | 100113 | 2.901 | 0 | 148.8018 | 0.2 | 0 | 0 | 0 | 0 | 0 | 0 | 0 | 0 | 0 | 0 | 0 | 0 | 0 | 0 | 0 | 0 | 0 | 0
|  | 7251 | 10 | 699 | 3 | 303 | 30 | 2 | 44 | -0.39 | 1.62 | 26 | 100133 | 3.028 | 0 | 129.0696 | 0.2 | 0 | 0 | 0 | 0 | 0 | 0 | 0 | 0 | 0 | 0 | 0 | 0 | 0 | 0 | 0 | 0 | 0 | 0
|  | 7252 | 10 | 700 | 4 | 303 | 30 | 2 | 44 | -0.71 | 1.41 | 29 | 100153 | 3.147 | 0 | 113.3293 | 0.2 | 0 | 0 | 0 | 0 | 0 | 0 | 0 | 0 | 0 | 0 | 0 | 0 | 0 | 0 | 0 | 0 | 0 | 0
|  | 7253 | 10 | 701 | 5 | 303 | 30 | 2 | 44 | -0.87 | 1.32 | 35 | 100146 | 3.157 | 0 | 100.2624 | 0.2 | 0 | 0 | 0 | 0 | 0 | 0 | 0 | 0 | 0 | 0 | 0 | 0 | 0 | 0 | 0 | 0 | 0 | 0
|  | 7254 | 10 | 702 | 6 | 303 | 30 | 2 | 44 | -1.02 | 1.24 | 42 | 100140 | 3.169 | 0 | 88.6686 | 0.2 | 0 | 0 | 0 | 0 | 0 | 0 | 0 | 0 | 0 | 0 | 0 | 0 | 0 | 0 | 0 | 0 | 0 | 0
|  | 7255 | 10 | 703 | 7 | 303 | 30 | 2 | 44 | -1.18 | 1.16 | 49 | 100133 | 3.178 | 0 | 77.6516 | 0.2 | 0 | 0 | 0 | 0 | 0 | 0 | 0 | 0 | 0 | 0 | 0 | 0 | 0 | 0 | 0 | 0 | 0 | 0
|  | 7256 | 10 | 704 | 8 | 303 | 30 | 2 | 44 | -0.13 | 1.33 | 95 | 100156 | 3.269 | 1.9372 | 66.5226 | 0.2 | 0 | 0 | 0 | 0 | 0 | 0 | 0 | 0 | 0 | 0 | 0 | 0 | 0 | 0 | 0 | 0 | 0 | 0
|  | 7257 | 10 | 705 | 9 | 303 | 30 | 2 | 44 | 0.92 | 1.51 | 142 | 100179 | 3.352 | 10.5747 | 54.7112 | 0.2 | 26.7639 | 26.7639 | 68.208 | 26.7639 | 56.0958 | 26.7639 | 26.7639 | 26.7639 | 38.0092 | 38.0092 | 74.0172 | 38.0092 | 65.4526 | 38.0092 | 38.0092 | 38.0092 | 51.9511 | 42.4723
|  | 7258 | 10 | 706 | 10 | 303 | 30 | 2 | 44 | 1.97 | 1.68 | 188 | 100202 | 3.426 | 17.9725 | 41.7509 | 0.2 | 54.7998 | 54.7998 | 92.9462 | 54.7998 | 97.5379 | 54.7998 | 54.7998 | 54.7998 | 81.6331 | 81.6331 | 121.7468 | 81.6331 | 124.9936 | 81.6331 | 81.6331 | 81.6331 | 113.776 | 95.193
|  | 7259 | 10 | 707 | 11 | 303 | 30 | 2 | 44 | 2.78 | 1.85 | 210 | 100143 | 3.293 | 23.6037 | 27.3684 | 0.2 | 80.3209 | 80.3209 | 120.677 | 80.3209 | 158.281 | 80.3209 | 80.3209 | 80.3209 | 117.7909 | 117.7909 | 173.4512 | 117.7909 | 200.0413 | 117.7909 | 117.7909 | 117.7909 | 174.8341 | 136.4745
|  | 7260 | 10 | 708 | 12 | 303 | 30 | 2 | 44 | 3.58 | 2.02 | 233 | 100084 | 3.128 | 26.9238 | 11.6726 | 0.2 | 87.0022 | 87.0022 | 100.6946 | 87.0022 | 153.2799 | 87.0022 | 87.0022 | 87.0022 | 128.3359 | 128.3359 | 162.3211 | 128.3359 | 199.5046 | 128.3359 | 142.9572 | 128.3359 | 183.177 | 148.807
|  | 7261 | 10 | 709 | 13 | 303 | 30 | 2 | 44 | 4.39 | 2.19 | 255 | 100025 | 2.934 | 27.5277 | -4.7066 | 0.2 | 100.3558 | 100.3558 | 100.3558 | 100.3558 | 207.0994 | 100.3558 | 109.144 | 100.3558 | 145.7276 | 145.7276 | 178.9848 | 145.7276 | 260.6782 | 145.7276 | 191.4132 | 145.7276 | 223.9001 | 168.0791
|  | 7262 | 10 | 710 | 14 | 303 | 30 | 2 | 44 | 4.66 | 2.62 | 244 | 99966 | 3.027 | 25.3337 | -20.8 | 0.2 | 104.236 | 104.236 | 104.236 | 104.236 | 753.8212 | 104.236 | 350.9907 | 104.236 | 97.7291 | 97.7291 | 155.8603 | 97.7291 | 789.6683 | 97.7291 | 504.8241 | 97.7291 | 411.0646 | 82.1
|  | 7263 | 10 | 711 | 15 | 303 | 30 | 2 | 44 | 4.93 | 3.05 | 232 | 99907 | 3.121 | 20.6265 | -35.7863 | 0.2 | 99.78 | 99.78 | 99.78 | 99.78 | 393.2616 | 99.78 | 311.339 | 99.78 | 122.6754 | 122.6754 | 122.6754 | 122.6754 | 426.4902 | 122.6754 | 368.5622 | 122.6754 | 262.1338 | 125.9565
|  | 7264 | 10 | 712 | 16 | 303 | 30 | 2 | 44 | 5.19 | 3.48 | 220 | 99848 | 3.215 | 13.9154 | -49.3379 | 0.2 | 60.7917 | 60.7917 | 60.7917 | 60.7917 | 164.5979 | 60.7917 | 181.6394 | 60.7917 | 85.0437 | 85.0437 | 85.0437 | 85.0437 | 186.3559 | 85.0437 | 198.406 | 85.0437 | 134.7487 | 95.2779
|  | 7265 | 10 | 713 | 17 | 303 | 30 | 2 | 44 | 4.27 | 3.28 | 212 | 99825 | 3.084 | 5.7477 | -61.5909 | 0.2 | 26.2551 | 26.2551 | 26.2551 | 26.2551 | 76.5818 | 26.2551 | 119.2971 | 26.2551 | 37.5627 | 37.5627 | 37.5627 | 37.5627 | 80.6778 | 37.5627 | 110.8821 | 37.5627 | 53.036 | 42.3887
|  | 7266 | 10 | 714 | 18 | 303 | 30 | 2 | 44 | 3.35 | 3.09 | 205 | 99802 | 2.955 | 0 | -72.947 | 0.2 | 0 | 0 | 0 | 0 | 0 | 0 | 0 | 0 | 0 | 0 | 0 | 0 | 0 | 0 | 0 | 0 | 0 | 0
|  | 7267 | 10 | 715 | 19 | 303 | 30 | 2 | 44 | 2.43 | 2.9 | 197 | 99779 | 2.829 | 0 | -83.9358 | 0.2 | 0 | 0 | 0 | 0 | 0 | 0 | 0 | 0 | 0 | 0 | 0 | 0 | 0 | 0 | 0 | 0 | 0 | 0
|  | 7268 | 10 | 716 | 20 | 303 | 30 | 2 | 44 | 2.32 | 2.85 | 201 | 99763 | 2.835 | 0 | -95.1883 | 0.2 | 0 | 0 | 0 | 0 | 0 | 0 | 0 | 0 | 0 | 0 | 0 | 0 | 0 | 0 | 0 | 0 | 0 | 0
|  | 7269 | 10 | 717 | 21 | 303 | 30 | 2 | 44 | 2.2 | 2.8 | 206 | 99746 | 2.838 | 0 | -107.4981 | 0.2 | 0 | 0 | 0 | 0 | 0 | 0 | 0 | 0 | 0 | 0 | 0 | 0 | 0 | 0 | 0 | 0 | 0 | 0
|  | 7270 | 10 | 718 | 22 | 303 | 30 | 2 | 44 | 2.09 | 2.74 | 210 | 99730 | 2.843 | 0 | -121.9302 | 0.2 | 0 | 0 | 0 | 0 | 0 | 0 | 0 | 0 | 0 | 0 | 0 | 0 | 0 | 0 | 0 | 0 | 0 | 0
|  | 7271 | 10 | 719 | 23 | 303 | 30 | 2 | 44 | 2.35 | 2.85 | 210 | 99691 | 3.006 | 0 | -139.8208 | 0.2 | 0 | 0 | 0 | 0 | 0 | 0 | 0 | 0 | 0 | 0 | 0 | 0 | 0 | 0 | 0 | 0 | 0 | 0
|  | 7272 | 10 | 720 | 24 | 303 | 30 | 2 | 44 | 2.62 | 2.96 | 210 | 99651 | 3.175 | 0 | -162.0925 | 0.2 | 0 | 0 | 0 | 0 | 0 | 0 | 0 | 0 | 0 | 0 | 0 | 0 | 0 | 0 | 0 | 0 | 0 | 0
|  | 7273 | 10 | 721 | 1 | 304 | 31 | 3 | 44 | 2.88 | 3.06 | 210 | 99612 | 3.348 | 0 | 172.6476 | 0.2 | 0 | 0 | 0 | 0 | 0 | 0 | 0 | 0 | 0 | 0 | 0 | 0 | 0 | 0 | 0 | 0 | 0 | 0
|  | 7274 | 10 | 722 | 2 | 304 | 31 | 3 | 44 | 2.78 | 3.31 | 209 | 99543 | 3.518 | 0 | 148.6023 | 0.2 | 0 | 0 | 0 | 0 | 0 | 0 | 0 | 0 | 0 | 0 | 0 | 0 | 0 | 0 | 0 | 0 | 0 | 0
|  | 7275 | 10 | 723 | 3 | 304 | 31 | 3 | 44 | 2.69 | 3.57 | 209 | 99474 | 3.688 | 0 | 128.8134 | 0.2 | 0 | 0 | 0 | 0 | 0 | 0 | 0 | 0 | 0 | 0 | 0 | 0 | 0 | 0 | 0 | 0 | 0 | 0
|  | 7276 | 10 | 724 | 4 | 304 | 31 | 3 | 44 | 2.59 | 3.82 | 208 | 99405 | 3.854 | 0 | 113.0656 | 0.2 | 0 | 0 | 0 | 0 | 0 | 0 | 0 | 0 | 0 | 0 | 0 | 0 | 0 | 0 | 0 | 0 | 0 | 0
|  | 7277 | 10 | 725 | 5 | 304 | 31 | 3 | 44 | 2.43 | 3.85 | 208 | 99373 | 3.872 | 0 | 100.0087 | 0.2 | 0 | 0 | 0 | 0 | 0 | 0 | 0 | 0 | 0 | 0 | 0 | 0 | 0 | 0 | 0 | 0 | 0 | 0
|  | 7278 | 10 | 726 | 6 | 304 | 31 | 3 | 44 | 2.27 | 3.88 | 207 | 99340 | 3.889 | 0 | 88.4288 | 0.2 | 0 | 0 | 0 | 0 | 0 | 0 | 0 | 0 | 0 | 0 | 0 | 0 | 0 | 0 | 0 | 0 | 0 | 0
|  | 7279 | 10 | 727 | 7 | 304 | 31 | 3 | 44 | 2.11 | 3.9 | 206 | 99307 | 3.905 | 0 | 77.426 | 0.2 | 0 | 0 | 0 | 0 | 0 | 0 | 0 | 0 | 0 | 0 | 0 | 0 | 0 | 0 | 0 | 0 | 0 | 0
|  | 7280 | 10 | 728 | 8 | 304 | 31 | 3 | 44 | 3.22 | 4.11 | 205 | 99301 | 4.209 | 1.6866 | 66.3119 | 0.2 | 0 | 0 | 0 | 0 | 0 | 0 | 0 | 0 | 0 | 0 | 0 | 0 | 0 | 0 | 0 | 0 | 0 | 0
|  | 7281 | 10 | 729 | 9 | 304 | 31 | 3 | 44 | 4.33 | 4.31 | 203 | 99294 | 4.532 | 10.307 | 54.5196 | 0.2 | 37.3165 | 37.3165 | 471.4743 | 37.3165 | 346.7736 | 37.3165 | 37.3165 | 37.3165 | 34.9103 | 34.9103 | 410.4663 | 34.9103 | 322.2897 | 34.9103 | 34.9103 | 34.9103 | 124.3034 | 27.3448
|  | 7282 | 10 | 730 | 10 | 304 | 31 | 3 | 44 | 5.44 | 4.51 | 202 | 99288 | 4.878 | 17.6843 | 41.5878 | 0.2 | 69.744 | 69.744 | 486.3675 | 69.744 | 539.2005 | 69.744 | 69.744 | 69.744 | 65.988 | 65.988 | 502.0944 | 65.988 | 539.4529 | 65.988 | 65.988 | 65.988 | 254.5551 | 54.4311
|  | 7283 | 10 | 731 | 11 | 304 | 31 | 3 | 44 | 6.57 | 4.45 | 210 | 99238 | 4.976 | 23.2953 | 27.2487 | 0.2 | 103.5596 | 103.5596 | 305.3338 | 103.5596 | 495.3504 | 103.5596 | 103.5596 | 103.5596 | 115.7889 | 115.7889 | 392.639 | 115.7889 | 527.0011 | 115.7889 | 115.7889 | 115.7889 | 299.7015 | 109.9506
|  | 7284 | 10 | 732 | 12 | 304 | 31 | 3 | 44 | 7.7 | 4.38 | 219 | 99189 | 5.054 | 26.6007 | 11.6135 | 0.2 | 99.1602 | 99.1602 | 243.8765 | 99.1602 | 803.3231 | 99.1602 | 99.1602 | 99.1602 | 87.3323 | 87.3323 | 444.2199 | 87.3323 | 839.8084 | 87.3323 | 239.5602 | 87.3323 | 430.057 | 70.058
|  | 7285 | 10 | 733 | 13 | 304 | 31 | 3 | 44 | 8.84 | 4.32 | 227 | 99140 | 5.111 | 27.2005 | -4.6948 | 0.2 | 105.992 | 105.992 | 105.992 | 105.992 | 810.0197 | 105.992 | 163.8094 | 105.992 | 95.2912 | 95.2912 | 311.1213 | 95.2912 | 849.8271 | 95.2912 | 392.8874 | 95.2912 | 440.2017 | 77.1544
|  | 7286 | 10 | 734 | 14 | 304 | 31 | 3 | 44 | 8.91 | 4.19 | 230 | 99104 | 5.061 | 25.0142 | -20.7211 | 0.2 | 109.4903 | 109.4903 | 109.4903 | 109.4903 | 705.8534 | 109.4903 | 335.088 | 109.4903 | 110.2984 | 110.2984 | 161.1505 | 110.2984 | 742.3646 | 110.2984 | 480.1938 | 110.2984 | 396.0799 | 98.5664
|  | 7287 | 10 | 735 | 15 | 304 | 31 | 3 | 44 | 8.98 | 4.07 | 233 | 99068 | 5.011 | 20.3232 | -35.655 | 0.2 | 98.2114 | 98.2114 | 98.2114 | 98.2114 | 415.5768 | 98.2114 | 325.8838 | 98.2114 | 119.1902 | 119.1902 | 119.1902 | 119.1902 | 445.892 | 119.1902 | 382.4695 | 119.1902 | 266.2022 | 121.5414
|  | 7288 | 10 | 736 | 16 | 304 | 31 | 3 | 44 | 9.04 | 3.94 | 236 | 99032 | 4.957 | 13.6311 | -49.1709 | 0.2 | 77.588 | 77.588 | 77.588 | 77.588 | 352.4917 | 77.588 | 395.7399 | 77.588 | 96.1047 | 96.1047 | 96.1047 | 96.1047 | 362.5897 | 96.1047 | 393.1709 | 96.1047 | 201.1067 | 99.1435
|  | 7289 | 10 | 737 | 17 | 304 | 31 | 3 | 44 | 7.7 | 3.29 | 231 | 99038 | 4.624 | 5.4809 | -61.4002 | 0.2 | 37.2646 | 37.2646 | 37.2646 | 37.2646 | 143.9672 | 37.2646 | 232.9729 | 37.2646 | 51.6031 | 51.6031 | 51.6031 | 51.6031 | 142.1772 | 51.6031 | 205.1138 | 51.6031 | 78.3886 | 57
|  | 7290 | 10 | 738 | 18 | 304 | 31 | 3 | 44 | 2.25 | 0.78 | 225 | 99045 | 3.226 | 0 | -72.7394 | 0.2 | 0 | 0 | 0 | 0 | 0 | 0 | 0 | 0 | 0 | 0 | 0 | 0 | 0 | 0 | 0 | 0 | 0 | 0
|  | 7291 | 10 | 739 | 19 | 304 | 31 | 3 | 44 | 3.04 | 1.24 | 219 | 99052 | 3.503 | 0 | -83.7139 | 0.2 | 0 | 0 | 0 | 0 | 0 | 0 | 0 | 0 | 0 | 0 | 0 | 0 | 0 | 0 | 0 | 0 | 0 | 0
|  | 7292 | 10 | 740 | 20 | 304 | 31 | 3 | 44 | 3.83 | 1.71 | 205 | 99048 | 3.802 | 0 | -94.9529 | 0.2 | 0 | 0 | 0 | 0 | 0 | 0 | 0 | 0 | 0 | 0 | 0 | 0 | 0 | 0 | 0 | 0 | 0 | 0
|  | 7293 | 10 | 741 | 21 | 304 | 31 | 3 | 44 | 4.62 | 2.17 | 191 | 99045 | 4.122 | 0 | -107.2518 | 0.2 | 0 | 0 | 0 | 0 | 0 | 0 | 0 | 0 | 0 | 0 | 0 | 0 | 0 | 0 | 0 | 0 | 0 | 0
|  | 7294 | 10 | 742 | 22 | 304 | 31 | 3 | 44 | 5.41 | 2.63 | 177 | 99042 | 4.465 | 0 | -121.6842 | 0.2 | 0 | 0 | 0 | 0 | 0 | 0 | 0 | 0 | 0 | 0 | 0 | 0 | 0 | 0 | 0 | 0 | 0 | 0
|  | 7295 | 10 | 743 | 23 | 304 | 31 | 3 | 44 | 6.2 | 3.09 | 174 | 99006 | 4.834 | 0 | -139.61 | 0.2 | 0 | 0 | 0 | 0 | 0 | 0 | 0 | 0 | 0 | 0 | 0 | 0 | 0 | 0 | 0 | 0 | 0 | 0
|  | 7296 | 10 | 744 | 24 | 304 | 31 | 3 | 44 | 6.99 | 3.56 | 171 | 98970 | 5.228 | 0 | -161.988 | 0.2 | 0 | 0 | 0 | 0 | 0 | 0 | 0 | 0 | 0 | 0 | 0 | 0 | 0 | 0 | 0 | 0 | 0 | 0
|  | 7297 | 11 | 1 | 1 | 305 | 1 | 4 | 44 | 7.78 | 4.02 | 168 | 98934 | 5.65 | 0 | 172.5892 | 0.2 | 0 | 0 | 0 | 0 | 0 | 0 | 0 | 0 | 0 | 0 | 0 | 0 | 0 | 0 | 0 | 0 | 0 | 0
|  | 7298 | 11 | 2 | 2 | 305 | 1 | 4 | 44 | 8.57 | 4.48 | 199 | 99281 | 6.078 | 0 | 148.4071 | 0.2 | 0 | 0 | 0 | 0 | 0 | 0 | 0 | 0 | 0 | 0 | 0 | 0 | 0 | 0 | 0 | 0 | 0 | 0
|  | 7299 | 11 | 3 | 3 | 305 | 1 | 4 | 44 | 9.36 | 4.94 | 199 | 99176 | 6.563 | 0 | 128.5615 | 0.2 | 0 | 0 | 0 | 0 | 0 | 0 | 0 | 0 | 0 | 0 | 0 | 0 | 0 | 0 | 0 | 0 | 0 | 0
|  | 7300 | 11 | 4 | 4 | 305 | 1 | 4 | 44 | 10.15 | 5.41 | 200 | 99071 | 7.082 | 0 | 112.8062 | 0.2 | 0 | 0 | 0 | 0 | 0 | 0 | 0 | 0 | 0 | 0 | 0 | 0 | 0 | 0 | 0 | 0 | 0 | 0
|  | 7301 | 11 | 5 | 5 | 305 | 1 | 4 | 44 | 10.94 | 5.87 | 201 | 99012 | 7.632 | 0 | 99.7594 | 0.2 | 0 | 0 | 0 | 0 | 0 | 0 | 0 | 0 | 0 | 0 | 0 | 0 | 0 | 0 | 0 | 0 | 0 | 0
|  | 7302 | 11 | 6 | 6 | 305 | 1 | 4 | 44 | 11.73 | 6.33 | 203 | 98953 | 8.22 | 0 | 88.1936 | 0.2 | 0 | 0 | 0 | 0 | 0 | 0 | 0 | 0 | 0 | 0 | 0 | 0 | 0 | 0 | 0 | 0 | 0 | 0
|  | 7303 | 11 | 7 | 7 | 305 | 1 | 4 | 44 | 12.52 | 6.79 | 205 | 98894 | 8.847 | 0 | 77.205 | 0.2 | 0 | 0 | 0 | 0 | 0 | 0 | 0 | 0 | 0 | 0 | 0 | 0 | 0 | 0 | 0 | 0 | 0 | 0
|  | 7304 | 11 | 8 | 8 | 305 | 1 | 4 | 44 | 13.31 | 7.26 | 209 | 98921 | 9.507 | 1.4369 | 66.1062 | 0.2 | 0 | 0 | 0 | 0 | 0 | 0 | 0 | 0 | 0 | 0 | 0 | 0 | 0 | 0 | 0 | 0 | 0 | 0
|  | 7305 | 11 | 9 | 9 | 305 | 1 | 4 | 44 | 14.1 | 7.72 | 214 | 98947 | 10.211 | 10.0406 | 54.3332 | 0.2 | 11.348 | 11.348 | 11.348 | 11.348 | 11.348 | 11.348 | 11.348 | 11.348 | 18.113 | 18.113 | 18.113 | 18.113 | 18.113 | 18.113 | 18.113 | 18.113 | 22 | 22
|  | 7306 | 11 | 10 | 10 | 305 | 1 | 4 | 44 | 13.61 | 7.72 | 218 | 98973 | 9.426 | 17.3979 | 41.4299 | 0.2 | 69.9414 | 69.9414 | 265.0002 | 69.9414 | 290.9595 | 69.9414 | 69.9414 | 69.9414 | 83.3326 | 83.3326 | 286.5739 | 83.3326 | 304.9299 | 83.3326 | 83.3326 | 83.3326 | 174.584 | 82.2163
|  | 7307 | 11 | 11 | 11 | 305 | 1 | 4 | 44 | 13.74 | 7.14 | 223 | 98996 | 9.496 | 22.9895 | 27.1341 | 0.2 | 37.1802 | 37.1802 | 37.1802 | 37.1802 | 37.1802 | 37.1802 | 37.1802 | 37.1802 | 58.8495 | 58.8495 | 58.8495 | 58.8495 | 58.8495 | 58.8495 | 58.8495 | 58.8495 | 71 | 71
|  | 7308 | 11 | 12 | 12 | 305 | 1 | 4 | 44 | 13.87 | 6.56 | 227 | 99019 | 9.567 | 26.2809 | 11.5587 | 0.2 | 30.8228 | 30.8228 | 30.8228 | 30.8228 | 30.8228 | 30.8228 | 30.8228 | 30.8228 | 48.8511 | 48.8511 | 48.8511 | 48.8511 | 48.8511 | 48.8511 | 48.8511 | 48.8511 | 59 | 59
|  | 7309 | 11 | 13 | 13 | 305 | 1 | 4 | 44 | 14 | 5.97 | 232 | 99042 | 9.638 | 26.8773 | -4.6798 | 0.2 | 32.9468 | 32.9468 | 32.9468 | 32.9468 | 32.9468 | 32.9468 | 32.9468 | 32.9468 | 52.1873 | 52.1873 | 52.1873 | 52.1873 | 52.1873 | 52.1873 | 52.1873 | 52.1873 | 63 | 63
|  | 7310 | 11 | 14 | 14 | 305 | 1 | 4 | 44 | 14.53 | 6 | 234 | 99058 | 9.891 | 24.6991 | -20.6402 | 0.2 | 21.3199 | 21.3199 | 21.3199 | 21.3199 | 21.3199 | 21.3199 | 21.3199 | 21.3199 | 33.8772 | 33.8772 | 33.8772 | 33.8772 | 33.8772 | 33.8772 | 33.8772 | 33.8772 | 41 | 41
|  | 7311 | 11 | 15 | 15 | 305 | 1 | 4 | 44 | 15.07 | 6.02 | 237 | 99075 | 10.154 | 20.0244 | -35.5227 | 0.2 | 36.5692 | 36.5692 | 36.5692 | 36.5692 | 36.9693 | 36.5692 | 36.8548 | 36.5692 | 57.8692 | 57.8692 | 57.8692 | 57.8692 | 58.2788 | 57.8692 | 58.1979 | 57.8692 | 70 | 69.8208
|  | 7312 | 11 | 16 | 16 | 305 | 1 | 4 | 44 | 15.61 | 6.04 | 240 | 99091 | 10.423 | 13.3515 | -49.0035 | 0.2 | 40.0669 | 40.0669 | 40.0669 | 40.0669 | 52.2892 | 40.0669 | 54.1288 | 40.0669 | 62.8069 | 62.8069 | 62.8069 | 62.8069 | 74.5761 | 62.8069 | 75.8769 | 62.8069 | 80 | 75.5781
|  | 7313 | 11 | 17 | 17 | 305 | 1 | 4 | 44 | 15.05 | 5.49 | 238 | 99124 | 10.07 | 5.219 | -61.2095 | 0.2 | 16.2087 | 16.2087 | 16.2087 | 16.2087 | 22.0799 | 16.2087 | 26.8925 | 16.2087 | 25.579 | 25.579 | 25.579 | 25.579 | 30.518 | 25.579 | 33.921 | 25.579 | 32 | 30.8865
|  | 7314 | 11 | 18 | 18 | 305 | 1 | 4 | 44 | 14.5 | 4.94 | 236 | 99156 | 9.736 | 0 | -72.5318 | 0.2 | 0 | 0 | 0 | 0 | 0 | 0 | 0 | 0 | 0 | 0 | 0 | 0 | 0 | 0 | 0 | 0 | 0 | 0
|  | 7315 | 11 | 19 | 19 | 305 | 1 | 4 | 44 | 13.94 | 4.39 | 234 | 99189 | 9.404 | 0 | -83.4919 | 0.2 | 0 | 0 | 0 | 0 | 0 | 0 | 0 | 0 | 0 | 0 | 0 | 0 | 0 | 0 | 0 | 0 | 0 | 0
|  | 7316 | 11 | 20 | 20 | 305 | 1 | 4 | 44 | 14 | 4.06 | 230 | 99173 | 9.331 | 0 | -94.717 | 0.2 | 0 | 0 | 0 | 0 | 0 | 0 | 0 | 0 | 0 | 0 | 0 | 0 | 0 | 0 | 0 | 0 | 0 | 0
|  | 7317 | 11 | 21 | 21 | 305 | 1 | 4 | 44 | 14.07 | 3.72 | 226 | 99156 | 9.264 | 0 | -107.0043 | 0.2 | 0 | 0 | 0 | 0 | 0 | 0 | 0 | 0 | 0 | 0 | 0 | 0 | 0 | 0 | 0 | 0 | 0 | 0
|  | 7318 | 11 | 22 | 22 | 305 | 1 | 4 | 44 | 14.13 | 3.39 | 222 | 99140 | 9.19 | 0 | -121.4357 | 0.2 | 0 | 0 | 0 | 0 | 0 | 0 | 0 | 0 | 0 | 0 | 0 | 0 | 0 | 0 | 0 | 0 | 0 | 0
|  | 7319 | 11 | 23 | 23 | 305 | 1 | 4 | 44 | 13.92 | 3.77 | 220 | 99055 | 9.172 | 0 | -139.395 | 0.2 | 0 | 0 | 0 | 0 | 0 | 0 | 0 | 0 | 0 | 0 | 0 | 0 | 0 | 0 | 0 | 0 | 0 | 0
|  | 7320 | 11 | 24 | 24 | 305 | 1 | 4 | 44 | 13.7 | 4.15 | 217 | 98970 | 9.148 | 0 | -161.8778 | 0.2 | 0 | 0 | 0 | 0 | 0 | 0 | 0 | 0 | 0 | 0 | 0 | 0 | 0 | 0 | 0 | 0 | 0 | 0
|  | 7321 | 11 | 25 | 1 | 306 | 2 | 5 | 44 | 13.49 | 4.52 | 214 | 98884 | 9.128 | 0 | 172.5361 | 0.2 | 0 | 0 | 0 | 0 | 0 | 0 | 0 | 0 | 0 | 0 | 0 | 0 | 0 | 0 | 0 | 0 | 0 | 0
|  | 7322 | 11 | 26 | 2 | 306 | 2 | 5 | 44 | 13.1 | 5.13 | 221 | 98891 | 8.978 | 0 | 148.2163 | 0.2 | 0 | 0 | 0 | 0 | 0 | 0 | 0 | 0 | 0 | 0 | 0 | 0 | 0 | 0 | 0 | 0 | 0 | 0
|  | 7323 | 11 | 27 | 3 | 306 | 2 | 5 | 44 | 12.72 | 5.74 | 228 | 98898 | 8.836 | 0 | 128.3139 | 0.2 | 0 | 0 | 0 | 0 | 0 | 0 | 0 | 0 | 0 | 0 | 0 | 0 | 0 | 0 | 0 | 0 | 0 | 0
|  | 7324 | 11 | 28 | 4 | 306 | 2 | 5 | 44 | 12.34 | 6.34 | 235 | 98904 | 8.694 | 0 | 112.5513 | 0.2 | 0 | 0 | 0 | 0 | 0 | 0 | 0 | 0 | 0 | 0 | 0 | 0 | 0 | 0 | 0 | 0 | 0 | 0
|  | 7325 | 11 | 29 | 5 | 306 | 2 | 5 | 44 | 11.75 | 5.8 | 242 | 98953 | 8.216 | 0 | 99.5147 | 0.2 | 0 | 0 | 0 | 0 | 0 | 0 | 0 | 0 | 0 | 0 | 0 | 0 | 0 | 0 | 0 | 0 | 0 | 0
|  | 7326 | 11 | 30 | 6 | 306 | 2 | 5 | 44 | 11.16 | 5.26 | 249 | 99002 | 7.761 | 0 | 87.963 | 0.2 | 0 | 0 | 0 | 0 | 0 | 0 | 0 | 0 | 0 | 0 | 0 | 0 | 0 | 0 | 0 | 0 | 0 | 0
|  | 7327 | 11 | 31 | 7 | 306 | 2 | 5 | 44 | 10.58 | 4.72 | 256 | 99052 | 7.333 | 0 | 76.9888 | 0.2 | 0 | 0 | 0 | 0 | 0 | 0 | 0 | 0 | 0 | 0 | 0 | 0 | 0 | 0 | 0 | 0 | 0 | 0
|  | 7328 | 11 | 32 | 8 | 306 | 2 | 5 | 44 | 10.11 | 4.77 | 257 | 99111 | 7.031 | 1.1883 | 65.9054 | 0.2 | 0 | 0 | 0 | 0 | 0 | 0 | 0 | 0 | 0 | 0 | 0 | 0 | 0 | 0 | 0 | 0 | 0 | 0
|  | 7329 | 11 | 33 | 9 | 306 | 2 | 5 | 44 | 9.64 | 4.82 | 258 | 99170 | 6.739 | 9.7756 | 54.152 | 0.2 | 19.6002 | 19.6002 | 29.4356 | 19.6002 | 26.7062 | 19.6002 | 19.6002 | 19.6002 | 29.9661 | 29.9661 | 38.399 | 29.9661 | 36.4691 | 29.9661 | 29.9661 | 29.9661 | 37.4025 | 35.3119
|  | 7330 | 11 | 34 | 10 | 306 | 2 | 5 | 44 | 9.16 | 4.87 | 259 | 99229 | 6.454 | 17.1136 | 41.2773 | 0.2 | 10.3105 | 10.3105 | 10.3105 | 10.3105 | 10.3105 | 10.3105 | 10.3105 | 10.3105 | 16.4622 | 16.4622 | 16.4622 | 16.4622 | 16.4622 | 16.4622 | 16.4622 | 16.4622 | 20 | 20
|  | 7331 | 11 | 35 | 11 | 306 | 2 | 5 | 44 | 9.17 | 5.38 | 256 | 99245 | 6.166 | 22.6863 | 27.0246 | 0.2 | 44.1551 | 44.1551 | 45.276 | 44.1551 | 46.3526 | 44.1551 | 44.1551 | 44.1551 | 69.686 | 69.686 | 71.2077 | 69.686 | 71.969 | 69.686 | 69.686 | 69.686 | 85 | 83.9688
|  | 7332 | 11 | 36 | 12 | 306 | 2 | 5 | 44 | 9.17 | 5.89 | 253 | 99261 | 5.874 | 25.9646 | 11.5084 | 0.2 | 28.1763 | 28.1763 | 28.1763 | 28.1763 | 28.1763 | 28.1763 | 28.1763 | 28.1763 | 44.6869 | 44.6869 | 44.6869 | 44.6869 | 44.6869 | 44.6869 | 44.6869 | 44.6869 | 54 | 54
|  | 7333 | 11 | 37 | 13 | 306 | 2 | 5 | 44 | 9.17 | 6.4 | 250 | 99278 | 5.583 | 26.5582 | -4.6617 | 0.2 | 71.48 | 71.48 | 71.48 | 71.48 | 87.713 | 71.48 | 72.8037 | 71.48 | 111.5917 | 111.5917 | 116.4123 | 111.5917 | 128.8267 | 111.5917 | 118.2842 | 111.5917 | 142 | 133.859
|  | 7334 | 11 | 38 | 14 | 306 | 2 | 5 | 44 | 9.03 | 6.14 | 249 | 99330 | 5.592 | 24.3886 | -20.5574 | 0.2 | 87.9289 | 87.9289 | 87.9289 | 87.9289 | 171.4807 | 87.9289 | 119.2631 | 87.9289 | 128.9539 | 128.9539 | 135.4048 | 128.9539 | 216.6414 | 128.9539 | 179.718 | 128.9539 | 189.7326 | 149.2756
|  | 7335 | 11 | 39 | 15 | 306 | 2 | 5 | 44 | 8.9 | 5.88 | 248 | 99383 | 5.605 | 19.7305 | -35.3895 | 0.2 | 100.2118 | 100.2118 | 100.2118 | 100.2118 | 474.0871 | 100.2118 | 365.8083 | 100.2118 | 117.3833 | 117.3833 | 117.3833 | 117.3833 | 498.0593 | 117.3833 | 421.4946 | 117.3833 | 280.7888 | 116.3069
|  | 7336 | 11 | 40 | 16 | 306 | 2 | 5 | 44 | 8.76 | 5.61 | 247 | 99435 | 5.613 | 13.0769 | -48.8357 | 0.2 | 16.5686 | 16.5686 | 16.5686 | 16.5686 | 16.5686 | 16.5686 | 16.5686 | 16.5686 | 26.3903 | 26.3903 | 26.3903 | 26.3903 | 26.3903 | 26.3903 | 26.3903 | 26.3903 | 32 | 32
|  | 7337 | 11 | 41 | 17 | 306 | 2 | 5 | 44 | 8.46 | 5.19 | 242 | 99445 | 5.369 | 4.9621 | -61.0188 | 0.2 | 33.9966 | 33.9966 | 33.9966 | 33.9966 | 127.2169 | 33.9966 | 202.3007 | 33.9966 | 47.1934 | 47.1934 | 47.1934 | 47.1934 | 124.9219 | 47.1934 | 178.0141 | 47.1934 | 68.7043 | 52
|  | 7338 | 11 | 42 | 18 | 306 | 2 | 5 | 44 | 8.15 | 4.76 | 238 | 99455 | 5.129 | 0 | -72.3243 | 0.2 | 0 | 0 | 0 | 0 | 0 | 0 | 0 | 0 | 0 | 0 | 0 | 0 | 0 | 0 | 0 | 0 | 0 | 0
|  | 7339 | 11 | 43 | 19 | 306 | 2 | 5 | 44 | 7.85 | 4.33 | 233 | 99464 | 4.9 | 0 | -83.2698 | 0.2 | 0 | 0 | 0 | 0 | 0 | 0 | 0 | 0 | 0 | 0 | 0 | 0 | 0 | 0 | 0 | 0 | 0 | 0
|  | 7340 | 11 | 44 | 20 | 306 | 2 | 5 | 44 | 7.76 | 4.62 | 228 | 99415 | 4.838 | 0 | -94.4807 | 0.2 | 0 | 0 | 0 | 0 | 0 | 0 | 0 | 0 | 0 | 0 | 0 | 0 | 0 | 0 | 0 | 0 | 0 | 0
|  | 7341 | 11 | 45 | 21 | 306 | 2 | 5 | 44 | 7.67 | 4.91 | 223 | 99366 | 4.777 | 0 | -106.7555 | 0.2 | 0 | 0 | 0 | 0 | 0 | 0 | 0 | 0 | 0 | 0 | 0 | 0 | 0 | 0 | 0 | 0 | 0 | 0
|  | 7342 | 11 | 46 | 22 | 306 | 2 | 5 | 44 | 7.58 | 5.2 | 218 | 99317 | 4.716 | 0 | -121.1848 | 0.2 | 0 | 0 | 0 | 0 | 0 | 0 | 0 | 0 | 0 | 0 | 0 | 0 | 0 | 0 | 0 | 0 | 0 | 0
|  | 7343 | 11 | 47 | 23 | 306 | 2 | 5 | 44 | 7.65 | 5.33 | 212 | 99206 | 4.738 | 0 | -139.1756 | 0.2 | 0 | 0 | 0 | 0 | 0 | 0 | 0 | 0 | 0 | 0 | 0 | 0 | 0 | 0 | 0 | 0 | 0 | 0
|  | 7344 | 11 | 48 | 24 | 306 | 2 | 5 | 44 | 7.73 | 5.47 | 207 | 99094 | 4.763 | 0 | -161.7621 | 0.2 | 0 | 0 | 0 | 0 | 0 | 0 | 0 | 0 | 0 | 0 | 0 | 0 | 0 | 0 | 0 | 0 | 0 | 0
|  | 7345 | 11 | 49 | 1 | 307 | 3 | 6 | 44 | 7.8 | 5.6 | 201 | 98983 | 4.785 | 0 | 172.4884 | 0.2 | 0 | 0 | 0 | 0 | 0 | 0 | 0 | 0 | 0 | 0 | 0 | 0 | 0 | 0 | 0 | 0 | 0 | 0
|  | 7346 | 11 | 50 | 2 | 307 | 3 | 6 | 44 | 8.58 | 6.45 | 200 | 98786 | 4.967 | 0 | 148.0303 | 0.2 | 0 | 0 | 0 | 0 | 0 | 0 | 0 | 0 | 0 | 0 | 0 | 0 | 0 | 0 | 0 | 0 | 0 | 0
|  | 7347 | 11 | 51 | 3 | 307 | 3 | 6 | 44 | 9.36 | 7.3 | 200 | 98590 | 5.153 | 0 | 128.071 | 0.2 | 0 | 0 | 0 | 0 | 0 | 0 | 0 | 0 | 0 | 0 | 0 | 0 | 0 | 0 | 0 | 0 | 0 | 0
|  | 7348 | 11 | 52 | 4 | 307 | 3 | 6 | 44 | 10.14 | 8.15 | 199 | 98393 | 5.343 | 0 | 112.301 | 0.2 | 0 | 0 | 0 | 0 | 0 | 0 | 0 | 0 | 0 | 0 | 0 | 0 | 0 | 0 | 0 | 0 | 0 | 0
|  | 7349 | 11 | 53 | 5 | 307 | 3 | 6 | 44 | 10.17 | 8.26 | 201 | 98275 | 5.912 | 0 | 99.2746 | 0.2 | 0 | 0 | 0 | 0 | 0 | 0 | 0 | 0 | 0 | 0 | 0 | 0 | 0 | 0 | 0 | 0 | 0 | 0
|  | 7350 | 11 | 54 | 6 | 307 | 3 | 6 | 44 | 10.2 | 8.37 | 202 | 98157 | 6.485 | 0 | 87.7371 | 0.2 | 0 | 0 | 0 | 0 | 0 | 0 | 0 | 0 | 0 | 0 | 0 | 0 | 0 | 0 | 0 | 0 | 0 | 0
|  | 7351 | 11 | 55 | 7 | 307 | 3 | 6 | 44 | 10.23 | 8.48 | 203 | 98039 | 7.064 | 0 | 76.7774 | 0.2 | 0 | 0 | 0 | 0 | 0 | 0 | 0 | 0 | 0 | 0 | 0 | 0 | 0 | 0 | 0 | 0 | 0 | 0
|  | 7352 | 11 | 56 | 8 | 307 | 3 | 6 | 44 | 10.31 | 8.51 | 205 | 97967 | 7.164 | 0.9409 | 65.7096 | 0.2 | 0 | 0 | 0 | 0 | 0 | 0 | 0 | 0 | 0 | 0 | 0 | 0 | 0 | 0 | 0 | 0 | 0 | 0
|  | 7353 | 11 | 57 | 9 | 307 | 3 | 6 | 44 | 10.4 | 8.55 | 208 | 97895 | 7.269 | 9.5121 | 53.9759 | 0.2 | 4.0921 | 4.0921 | 4.0921 | 4.0921 | 4.0921 | 4.0921 | 4.0921 | 4.0921 | 6.5622 | 6.5622 | 6.5622 | 6.5622 | 6.5622 | 6.5622 | 6.5622 | 6.5622 | 8 | 8
|  | 7354 | 11 | 58 | 10 | 307 | 3 | 6 | 44 | 10.48 | 8.58 | 210 | 97823 | 7.371 | 16.8313 | 41.1301 | 0.2 | 13.4301 | 13.4301 | 13.4301 | 13.4301 | 13.4301 | 13.4301 | 13.4301 | 13.4301 | 21.4195 | 21.4195 | 21.4195 | 21.4195 | 21.4195 | 21.4195 | 21.4195 | 21.4195 | 26 | 26
|  | 7355 | 11 | 59 | 11 | 307 | 3 | 6 | 44 | 10.24 | 8.44 | 210 | 97767 | 7.362 | 22.3859 | 26.9202 | 0.2 | 37.1801 | 37.1801 | 37.1801 | 37.1801 | 37.1801 | 37.1801 | 37.1801 | 37.1801 | 58.8494 | 58.8494 | 58.8494 | 58.8494 | 58.8494 | 58.8494 | 58.8494 | 58.8494 | 71 | 71
|  | 7356 | 11 | 60 | 12 | 307 | 3 | 6 | 44 | 10 | 8.3 | 211 | 97711 | 7.351 | 25.6519 | 11.4623 | 0.2 | 40.3846 | 40.3846 | 40.3846 | 40.3846 | 40.3846 | 40.3846 | 40.3846 | 40.3846 | 63.8668 | 63.8668 | 63.8668 | 63.8668 | 63.8668 | 63.8668 | 63.8668 | 63.8668 | 77 | 77
|  | 7357 | 11 | 61 | 13 | 307 | 3 | 6 | 44 | 9.76 | 8.17 | 211 | 97656 | 7.339 | 26.2433 | -4.6404 | 0.2 | 42.5131 | 42.5131 | 42.5131 | 42.5131 | 42.5539 | 42.5131 | 42.5164 | 42.5131 | 67.1961 | 67.1961 | 67.208 | 67.1961 | 67.2392 | 67.1961 | 67.2127 | 67.1961 | 81 | 80.9798
|  | 7358 | 11 | 62 | 14 | 307 | 3 | 6 | 44 | 9.97 | 8.17 | 213 | 97607 | 7.357 | 24.0827 | -20.4727 | 0.2 | 22.8913 | 22.8913 | 22.8913 | 22.8913 | 22.8913 | 22.8913 | 22.8913 | 22.8913 | 36.3641 | 36.3641 | 36.3641 | 36.3641 | 36.3641 | 36.3641 | 36.3641 | 36.3641 | 44 | 44
|  | 7359 | 11 | 63 | 15 | 307 | 3 | 6 | 44 | 10.18 | 8.17 | 214 | 97557 | 7.374 | 19.4414 | -35.2555 | 0.2 | 28.1493 | 28.1493 | 28.1493 | 28.1493 | 28.1493 | 28.1493 | 28.1493 | 28.1493 | 44.6678 | 44.6678 | 44.6678 | 44.6678 | 44.6678 | 44.6678 | 44.6678 | 44.6678 | 54 | 54
|  | 7360 | 11 | 64 | 16 | 307 | 3 | 6 | 44 | 10.39 | 8.17 | 216 | 97508 | 7.39 | 12.8072 | -48.6677 | 0.2 | 10.8203 | 10.8203 | 10.8203 | 10.8203 | 10.8203 | 10.8203 | 10.8203 | 10.8203 | 17.2812 | 17.2812 | 17.2812 | 17.2812 | 17.2812 | 17.2812 | 17.2812 | 17.2812 | 21 | 21
|  | 7361 | 11 | 65 | 17 | 307 | 3 | 6 | 44 | 10.43 | 7.27 | 220 | 97567 | 7.527 | 4.7103 | -60.8281 | 0.2 | 24.981 | 24.981 | 24.981 | 24.981 | 94.5743 | 24.981 | 149.6473 | 24.981 | 34.121 | 34.121 | 34.121 | 34.121 | 91.6493 | 34.121 | 130.5917 | 34.121 | 48.76 | 36.996
|  | 7362 | 11 | 66 | 18 | 307 | 3 | 6 | 44 | 10.48 | 6.37 | 224 | 97626 | 7.67 | 0 | -72.1169 | 0.2 | 0 | 0 | 0 | 0 | 0 | 0 | 0 | 0 | 0 | 0 | 0 | 0 | 0 | 0 | 0 | 0 | 0 | 0
|  | 7363 | 11 | 67 | 19 | 307 | 3 | 6 | 44 | 10.52 | 5.48 | 228 | 97685 | 7.809 | 0 | -83.0477 | 0.2 | 0 | 0 | 0 | 0 | 0 | 0 | 0 | 0 | 0 | 0 | 0 | 0 | 0 | 0 | 0 | 0 | 0 | 0
|  | 7364 | 11 | 68 | 20 | 307 | 3 | 6 | 44 | 10.05 | 5 | 241 | 97820 | 7.554 | 0 | -94.244 | 0.2 | 0 | 0 | 0 | 0 | 0 | 0 | 0 | 0 | 0 | 0 | 0 | 0 | 0 | 0 | 0 | 0 | 0 | 0
|  | 7365 | 11 | 69 | 21 | 307 | 3 | 6 | 44 | 9.58 | 4.52 | 254 | 97954 | 7.306 | 0 | -106.5057 | 0.2 | 0 | 0 | 0 | 0 | 0 | 0 | 0 | 0 | 0 | 0 | 0 | 0 | 0 | 0 | 0 | 0 | 0 | 0
|  | 7366 | 11 | 70 | 22 | 307 | 3 | 6 | 44 | 9.1 | 4.04 | 267 | 98088 | 7.061 | 0 | -120.9315 | 0.2 | 0 | 0 | 0 | 0 | 0 | 0 | 0 | 0 | 0 | 0 | 0 | 0 | 0 | 0 | 0 | 0 | 0 | 0
|  | 7367 | 11 | 71 | 23 | 307 | 3 | 6 | 44 | 8.39 | 3.43 | 275 | 98213 | 6.697 | 0 | -138.9521 | 0.2 | 0 | 0 | 0 | 0 | 0 | 0 | 0 | 0 | 0 | 0 | 0 | 0 | 0 | 0 | 0 | 0 | 0 | 0
|  | 7368 | 11 | 72 | 24 | 307 | 3 | 6 | 44 | 7.67 | 2.81 | 284 | 98337 | 6.347 | 0 | -161.6406 | 0.2 | 0 | 0 | 0 | 0 | 0 | 0 | 0 | 0 | 0 | 0 | 0 | 0 | 0 | 0 | 0 | 0 | 0 | 0
|  | 7369 | 11 | 73 | 1 | 308 | 4 | 7 | 44 | 6.96 | 2.19 | 292 | 98462 | 6.017 | 0 | 172.4463 | 0.2 | 0 | 0 | 0 | 0 | 0 | 0 | 0 | 0 | 0 | 0 | 0 | 0 | 0 | 0 | 0 | 0 | 0 | 0
|  | 7370 | 11 | 74 | 2 | 308 | 4 | 7 | 44 | 6.65 | 1.86 | 289 | 98521 | 5.896 | 0 | 147.8491 | 0.2 | 0 | 0 | 0 | 0 | 0 | 0 | 0 | 0 | 0 | 0 | 0 | 0 | 0 | 0 | 0 | 0 | 0 | 0
|  | 7371 | 11 | 75 | 3 | 308 | 4 | 7 | 44 | 6.34 | 1.52 | 285 | 98580 | 5.776 | 0 | 127.8327 | 0.2 | 0 | 0 | 0 | 0 | 0 | 0 | 0 | 0 | 0 | 0 | 0 | 0 | 0 | 0 | 0 | 0 | 0 | 0
|  | 7372 | 11 | 76 | 4 | 308 | 4 | 7 | 44 | 6.04 | 1.19 | 282 | 98639 | 5.663 | 0 | 112.0554 | 0.2 | 0 | 0 | 0 | 0 | 0 | 0 | 0 | 0 | 0 | 0 | 0 | 0 | 0 | 0 | 0 | 0 | 0 | 0
|  | 7373 | 11 | 77 | 5 | 308 | 4 | 7 | 44 | 5.86 | 1.4 | 272 | 98665 | 5.607 | 0 | 99.0393 | 0.2 | 0 | 0 | 0 | 0 | 0 | 0 | 0 | 0 | 0 | 0 | 0 | 0 | 0 | 0 | 0 | 0 | 0 | 0
|  | 7374 | 11 | 78 | 6 | 308 | 4 | 7 | 44 | 5.69 | 1.61 | 262 | 98691 | 5.556 | 0 | 87.516 | 0.2 | 0 | 0 | 0 | 0 | 0 | 0 | 0 | 0 | 0 | 0 | 0 | 0 | 0 | 0 | 0 | 0 | 0 | 0
|  | 7375 | 11 | 79 | 7 | 308 | 4 | 7 | 44 | 5.52 | 1.82 | 252 | 98717 | 5.505 | 0 | 76.5709 | 0.2 | 0 | 0 | 0 | 0 | 0 | 0 | 0 | 0 | 0 | 0 | 0 | 0 | 0 | 0 | 0 | 0 | 0 | 0
|  | 7376 | 11 | 80 | 8 | 308 | 4 | 7 | 44 | 5.88 | 1.76 | 246 | 98734 | 5.485 | 0.69478 | 65.5188 | 0.2 | 0 | 0 | 0 | 0 | 0 | 0 | 0 | 0 | 0 | 0 | 0 | 0 | 0 | 0 | 0 | 0 | 0 | 0
|  | 7377 | 11 | 81 | 9 | 308 | 4 | 7 | 44 | 6.24 | 1.69 | 241 | 98750 | 5.46 | 9.2503 | 53.8051 | 0.2 | 32.5893 | 32.5893 | 426.2607 | 32.5893 | 320.659 | 32.5893 | 32.5893 | 32.5893 | 30.6602 | 30.6602 | 365.2062 | 30.6602 | 290.5346 | 30.6602 | 30.6602 | 30.6602 | 103.2324 | 23.7843
|  | 7378 | 11 | 82 | 10 | 308 | 4 | 7 | 44 | 6.6 | 1.63 | 235 | 98767 | 5.43 | 16.5512 | 40.9881 | 0.2 | 58.2644 | 58.2644 | 543.0703 | 58.2644 | 616.2044 | 58.2644 | 58.2644 | 58.2644 | 48.1078 | 48.1078 | 546.2422 | 48.1078 | 597.9558 | 48.1078 | 48.1078 | 48.1078 | 254.569 | 34.9066
|  | 7379 | 11 | 83 | 11 | 308 | 4 | 7 | 44 | 7.14 | 2.58 | 232 | 98681 | 5.178 | 22.0884 | 26.8208 | 0.2 | 75.4947 | 75.4947 | 436.6644 | 75.4947 | 789.8454 | 75.4947 | 75.4947 | 75.4947 | 58.9253 | 58.9253 | 544.0116 | 58.9253 | 793.7482 | 58.9253 | 58.9253 | 58.9253 | 366.2739 | 41.4281
|  | 7380 | 11 | 84 | 12 | 308 | 4 | 7 | 44 | 7.67 | 3.53 | 228 | 98596 | 4.894 | 25.3428 | 11.4206 | 0.2 | 93.7881 | 93.7881 | 242.0828 | 93.7881 | 827.8881 | 93.7881 | 93.7881 | 93.7881 | 80.2108 | 80.2108 | 435.8826 | 80.2108 | 850.1096 | 80.2108 | 226.1623 | 80.2108 | 417.0347 | 62.3334
|  | 7381 | 11 | 85 | 13 | 308 | 4 | 7 | 44 | 8.2 | 4.48 | 225 | 98511 | 4.581 | 25.9327 | -4.616 | 0.2 | 111.1017 | 111.1017 | 111.1017 | 111.1017 | 372.8334 | 111.1017 | 132.2337 | 111.1017 | 141.8902 | 141.8902 | 217.2372 | 141.8902 | 417.2521 | 141.8902 | 247.1223 | 141.8902 | 277.3217 | 149.633
|  | 7382 | 11 | 86 | 14 | 308 | 4 | 7 | 44 | 8.28 | 4.79 | 226 | 98436 | 4.77 | 23.7815 | -20.3862 | 0.2 | 95.866 | 95.866 | 95.866 | 95.866 | 247.6602 | 95.866 | 152.2763 | 95.866 | 132.2205 | 132.2205 | 142.7918 | 132.2205 | 290.0146 | 132.2205 | 222.568 | 132.2205 | 218.312 | 146.9516
|  | 7383 | 11 | 87 | 15 | 308 | 4 | 7 | 44 | 8.36 | 5.1 | 226 | 98360 | 4.961 | 19.1572 | -35.1206 | 0.2 | 59.7261 | 59.7261 | 59.7261 | 59.7261 | 81.5451 | 59.7261 | 75.0724 | 59.7261 | 93.056 | 93.056 | 93.056 | 93.056 | 115.0372 | 93.056 | 110.4603 | 93.056 | 120.932 | 111.6649
|  | 7384 | 11 | 88 | 16 | 308 | 4 | 7 | 44 | 8.44 | 5.41 | 227 | 98285 | 5.155 | 12.5425 | -48.4996 | 0.2 | 46.723 | 46.723 | 46.723 | 46.723 | 95.56 | 46.723 | 101.9224 | 46.723 | 69.5266 | 69.5266 | 69.5266 | 69.5266 | 115.6539 | 69.5266 | 120.1528 | 69.5266 | 97.4464 | 81.0496
|  | 7385 | 11 | 89 | 17 | 308 | 4 | 7 | 44 | 8.17 | 5.84 | 224 | 98216 | 5.518 | 4.4635 | -60.6376 | 0.2 | 26.3362 | 26.3362 | 26.3362 | 26.3362 | 214.6184 | 26.3362 | 360.9962 | 26.3362 | 34.1547 | 34.1547 | 34.1547 | 34.1547 | 188.4857 | 34.1547 | 291.9904 | 34.1547 | 66.6332 | 36.6586
|  | 7386 | 11 | 90 | 18 | 308 | 4 | 7 | 44 | 7.9 | 6.27 | 221 | 98147 | 5.867 | 0 | -71.9097 | 0.2 | 0 | 0 | 0 | 0 | 0 | 0 | 0 | 0 | 0 | 0 | 0 | 0 | 0 | 0 | 0 | 0 | 0 | 0
|  | 7387 | 11 | 91 | 19 | 308 | 4 | 7 | 44 | 7.63 | 6.7 | 218 | 98078 | 6.202 | 0 | -82.8257 | 0.2 | 0 | 0 | 0 | 0 | 0 | 0 | 0 | 0 | 0 | 0 | 0 | 0 | 0 | 0 | 0 | 0 | 0 | 0
|  | 7388 | 11 | 92 | 20 | 308 | 4 | 7 | 44 | 8.21 | 6.32 | 228 | 98108 | 6.51 | 0 | -94.0071 | 0.2 | 0 | 0 | 0 | 0 | 0 | 0 | 0 | 0 | 0 | 0 | 0 | 0 | 0 | 0 | 0 | 0 | 0 | 0
|  | 7389 | 11 | 93 | 21 | 308 | 4 | 7 | 44 | 8.79 | 5.94 | 238 | 98137 | 6.831 | 0 | -106.255 | 0.2 | 0 | 0 | 0 | 0 | 0 | 0 | 0 | 0 | 0 | 0 | 0 | 0 | 0 | 0 | 0 | 0 | 0 | 0
|  | 7390 | 11 | 94 | 22 | 308 | 4 | 7 | 44 | 9.37 | 5.56 | 249 | 98167 | 7.167 | 0 | -120.6761 | 0.2 | 0 | 0 | 0 | 0 | 0 | 0 | 0 | 0 | 0 | 0 | 0 | 0 | 0 | 0 | 0 | 0 | 0 | 0
|  | 7391 | 11 | 95 | 23 | 308 | 4 | 7 | 44 | 9.47 | 5.09 | 254 | 98278 | 7.177 | 0 | -138.7246 | 0.2 | 0 | 0 | 0 | 0 | 0 | 0 | 0 | 0 | 0 | 0 | 0 | 0 | 0 | 0 | 0 | 0 | 0 | 0
|  | 7392 | 11 | 96 | 24 | 308 | 4 | 7 | 44 | 9.56 | 4.61 | 259 | 98390 | 7.182 | 0 | -161.5135 | 0.2 | 0 | 0 | 0 | 0 | 0 | 0 | 0 | 0 | 0 | 0 | 0 | 0 | 0 | 0 | 0 | 0 | 0 | 0
|  | 7393 | 11 | 97 | 1 | 309 | 5 | 1 | 45 | 9.66 | 4.14 | 264 | 98501 | 7.191 | 0 | 172.4097 | 0.2 | 0 | 0 | 0 | 0 | 0 | 0 | 0 | 0 | 0 | 0 | 0 | 0 | 0 | 0 | 0 | 0 | 0 | 0
|  | 7394 | 11 | 98 | 2 | 309 | 5 | 1 | 45 | 9.4 | 4.55 | 262 | 98573 | 7.06 | 0 | 147.6728 | 0.2 | 0 | 0 | 0 | 0 | 0 | 0 | 0 | 0 | 0 | 0 | 0 | 0 | 0 | 0 | 0 | 0 | 0 | 0
|  | 7395 | 11 | 99 | 3 | 309 | 5 | 1 | 45 | 9.15 | 4.97 | 260 | 98645 | 6.934 | 0 | 127.5993 | 0.2 | 0 | 0 | 0 | 0 | 0 | 0 | 0 | 0 | 0 | 0 | 0 | 0 | 0 | 0 | 0 | 0 | 0 | 0
|  | 7396 | 11 | 100 | 4 | 309 | 5 | 1 | 45 | 8.9 | 5.38 | 258 | 98717 | 6.811 | 0 | 111.8147 | 0.2 | 0 | 0 | 0 | 0 | 0 | 0 | 0 | 0 | 0 | 0 | 0 | 0 | 0 | 0 | 0 | 0 | 0 | 0
|  | 7397 | 11 | 101 | 5 | 309 | 5 | 1 | 45 | 9.08 | 4.47 | 254 | 98747 | 6.954 | 0 | 98.8089 | 0.2 | 0 | 0 | 0 | 0 | 0 | 0 | 0 | 0 | 0 | 0 | 0 | 0 | 0 | 0 | 0 | 0 | 0 | 0
|  | 7398 | 11 | 102 | 6 | 309 | 5 | 1 | 45 | 9.27 | 3.57 | 251 | 98776 | 7.103 | 0 | 87.2998 | 0.2 | 0 | 0 | 0 | 0 | 0 | 0 | 0 | 0 | 0 | 0 | 0 | 0 | 0 | 0 | 0 | 0 | 0 | 0
|  | 7399 | 11 | 103 | 7 | 309 | 5 | 1 | 45 | 9.46 | 2.66 | 247 | 98806 | 7.256 | 0 | 76.3694 | 0.2 | 0 | 0 | 0 | 0 | 0 | 0 | 0 | 0 | 0 | 0 | 0 | 0 | 0 | 0 | 0 | 0 | 0 | 0
|  | 7400 | 11 | 104 | 8 | 309 | 5 | 1 | 45 | 10.04 | 2.83 | 246 | 98845 | 7.567 | 0.45006 | 65.3332 | 0.2 | 0 | 0 | 0 | 0 | 0 | 0 | 0 | 0 | 0 | 0 | 0 | 0 | 0 | 0 | 0 | 0 | 0 | 0
|  | 7401 | 11 | 105 | 9 | 309 | 5 | 1 | 45 | 10.62 | 2.99 | 245 | 98884 | 7.889 | 8.9903 | 53.6396 | 0.2 | 20.4446 | 20.4446 | 67.2442 | 20.4446 | 54.8984 | 20.4446 | 20.4446 | 20.4446 | 27.2404 | 27.2404 | 66.834 | 27.2404 | 58.1042 | 27.2404 | 27.2404 | 27.2404 | 37.9019 | 28.7076
|  | 7402 | 11 | 106 | 10 | 309 | 5 | 1 | 45 | 11.19 | 3.16 | 243 | 98924 | 8.219 | 16.2734 | 40.8514 | 0.2 | 18.1347 | 18.1347 | 18.1347 | 18.1347 | 18.1347 | 18.1347 | 18.1347 | 18.1347 | 28.8734 | 28.8734 | 28.8734 | 28.8734 | 28.8734 | 28.8734 | 28.8734 | 28.8734 | 35 | 35
|  | 7403 | 11 | 107 | 11 | 309 | 5 | 1 | 45 | 11.36 | 3.49 | 249 | 98953 | 8.26 | 21.794 | 26.7264 | 0.2 | 27.6223 | 27.6223 | 27.6223 | 27.6223 | 27.6223 | 27.6223 | 27.6223 | 27.6223 | 43.8365 | 43.8365 | 43.8365 | 43.8365 | 43.8365 | 43.8365 | 43.8365 | 43.8365 | 53 | 53
|  | 7404 | 11 | 108 | 12 | 309 | 5 | 1 | 45 | 11.53 | 3.83 | 254 | 98983 | 8.302 | 25.0375 | 11.383 | 0.2 | 38.7816 | 38.7816 | 38.7816 | 38.7816 | 38.7816 | 38.7816 | 38.7816 | 38.7816 | 61.3576 | 61.3576 | 61.3576 | 61.3576 | 61.3576 | 61.3576 | 61.3576 | 61.3576 | 74 | 74
|  | 7405 | 11 | 109 | 13 | 309 | 5 | 1 | 45 | 11.7 | 4.17 | 260 | 99012 | 8.343 | 25.6265 | -4.5886 | 0.2 | 26.5896 | 26.5896 | 26.5896 | 26.5896 | 26.5896 | 26.5896 | 26.5896 | 26.5896 | 42.1892 | 42.1892 | 42.1892 | 42.1892 | 42.1892 | 42.1892 | 42.1892 | 42.1892 | 51 | 51
|  | 7406 | 11 | 110 | 14 | 309 | 5 | 1 | 45 | 11.97 | 4.64 | 257 | 99045 | 8.493 | 23.4852 | -20.298 | 0.2 | 27.63 | 27.63 | 27.63 | 27.63 | 27.63 | 27.63 | 27.63 | 27.63 | 43.842 | 43.842 | 43.842 | 43.842 | 43.842 | 43.842 | 43.842 | 43.842 | 53 | 53
|  | 7407 | 11 | 111 | 15 | 309 | 5 | 1 | 45 | 12.24 | 5.12 | 255 | 99078 | 8.645 | 18.8781 | -34.9849 | 0.2 | 18.6635 | 18.6635 | 18.6635 | 18.6635 | 18.6635 | 18.6635 | 18.6635 | 18.6635 | 29.7059 | 29.7059 | 29.7059 | 29.7059 | 29.7059 | 29.7059 | 29.7059 | 29.7059 | 36 | 36
|  | 7408 | 11 | 112 | 16 | 309 | 5 | 1 | 45 | 12.51 | 5.6 | 252 | 99111 | 8.8 | 12.2831 | -48.3313 | 0.2 | 10.3002 | 10.3002 | 10.3002 | 10.3002 | 10.3002 | 10.3002 | 10.3002 | 10.3002 | 16.4549 | 16.4549 | 16.4549 | 16.4549 | 16.4549 | 16.4549 | 16.4549 | 16.4549 | 20 | 20
|  | 7409 | 11 | 113 | 17 | 309 | 5 | 1 | 45 | 12.36 | 5.61 | 249 | 99176 | 8.676 | 4.222 | -60.4472 | 0.2 | 30.3705 | 30.3705 | 30.3705 | 30.3705 | 78.4213 | 30.3705 | 115.1177 | 30.3705 | 42.2418 | 42.2418 | 42.2418 | 42.2418 | 81.3043 | 42.2418 | 107.2526 | 42.2418 | 53.141 | 45.9492
|  | 7410 | 11 | 114 | 18 | 309 | 5 | 1 | 45 | 12.22 | 5.62 | 246 | 99242 | 8.557 | 0 | -71.7028 | 0.2 | 0 | 0 | 0 | 0 | 0 | 0 | 0 | 0 | 0 | 0 | 0 | 0 | 0 | 0 | 0 | 0 | 0 | 0
|  | 7411 | 11 | 115 | 19 | 309 | 5 | 1 | 45 | 12.07 | 5.63 | 243 | 99307 | 8.436 | 0 | -82.6039 | 0.2 | 0 | 0 | 0 | 0 | 0 | 0 | 0 | 0 | 0 | 0 | 0 | 0 | 0 | 0 | 0 | 0 | 0 | 0
|  | 7412 | 11 | 116 | 20 | 309 | 5 | 1 | 45 | 12.06 | 5.71 | 241 | 99363 | 8.332 | 0 | -93.7702 | 0.2 | 0 | 0 | 0 | 0 | 0 | 0 | 0 | 0 | 0 | 0 | 0 | 0 | 0 | 0 | 0 | 0 | 0 | 0
|  | 7413 | 11 | 117 | 21 | 309 | 5 | 1 | 45 | 12.05 | 5.78 | 240 | 99419 | 8.23 | 0 | -106.0035 | 0.2 | 0 | 0 | 0 | 0 | 0 | 0 | 0 | 0 | 0 | 0 | 0 | 0 | 0 | 0 | 0 | 0 | 0 | 0
|  | 7414 | 11 | 118 | 22 | 309 | 5 | 1 | 45 | 12.03 | 5.86 | 238 | 99474 | 8.122 | 0 | -120.4186 | 0.2 | 0 | 0 | 0 | 0 | 0 | 0 | 0 | 0 | 0 | 0 | 0 | 0 | 0 | 0 | 0 | 0 | 0 | 0
|  | 7415 | 11 | 119 | 23 | 309 | 5 | 1 | 45 | 12.23 | 5.71 | 236 | 99478 | 8.244 | 0 | -138.493 | 0.2 | 0 | 0 | 0 | 0 | 0 | 0 | 0 | 0 | 0 | 0 | 0 | 0 | 0 | 0 | 0 | 0 | 0 | 0
|  | 7416 | 11 | 120 | 24 | 309 | 5 | 1 | 45 | 12.43 | 5.55 | 234 | 99481 | 8.368 | 0 | -161.3807 | 0.2 | 0 | 0 | 0 | 0 | 0 | 0 | 0 | 0 | 0 | 0 | 0 | 0 | 0 | 0 | 0 | 0 | 0 | 0
|  | 7417 | 11 | 121 | 1 | 310 | 6 | 2 | 45 | 12.63 | 5.39 | 232 | 99484 | 8.494 | 0 | 172.379 | 0.2 | 0 | 0 | 0 | 0 | 0 | 0 | 0 | 0 | 0 | 0 | 0 | 0 | 0 | 0 | 0 | 0 | 0 | 0
|  | 7418 | 11 | 122 | 2 | 310 | 6 | 2 | 45 | 13.01 | 5.3 | 233 | 99474 | 8.796 | 0 | 147.5018 | 0.2 | 0 | 0 | 0 | 0 | 0 | 0 | 0 | 0 | 0 | 0 | 0 | 0 | 0 | 0 | 0 | 0 | 0 | 0
|  | 7419 | 11 | 123 | 3 | 310 | 6 | 2 | 45 | 13.39 | 5.2 | 235 | 99464 | 9.108 | 0 | 127.3708 | 0.2 | 0 | 0 | 0 | 0 | 0 | 0 | 0 | 0 | 0 | 0 | 0 | 0 | 0 | 0 | 0 | 0 | 0 | 0
|  | 7420 | 11 | 124 | 4 | 310 | 6 | 2 | 45 | 13.78 | 5.1 | 236 | 99455 | 9.436 | 0 | 111.579 | 0.2 | 0 | 0 | 0 | 0 | 0 | 0 | 0 | 0 | 0 | 0 | 0 | 0 | 0 | 0 | 0 | 0 | 0 | 0
|  | 7421 | 11 | 125 | 5 | 310 | 6 | 2 | 45 | 13.69 | 5.18 | 236 | 99464 | 9.366 | 0 | 98.5834 | 0.2 | 0 | 0 | 0 | 0 | 0 | 0 | 0 | 0 | 0 | 0 | 0 | 0 | 0 | 0 | 0 | 0 | 0 | 0
|  | 7422 | 11 | 126 | 6 | 310 | 6 | 2 | 45 | 13.61 | 5.26 | 237 | 99474 | 9.304 | 0 | 87.0885 | 0.2 | 0 | 0 | 0 | 0 | 0 | 0 | 0 | 0 | 0 | 0 | 0 | 0 | 0 | 0 | 0 | 0 | 0 | 0
|  | 7423 | 11 | 127 | 7 | 310 | 6 | 2 | 45 | 13.53 | 5.34 | 237 | 99484 | 9.241 | 0 | 76.1729 | 0.2 | 0 | 0 | 0 | 0 | 0 | 0 | 0 | 0 | 0 | 0 | 0 | 0 | 0 | 0 | 0 | 0 | 0 | 0
|  | 7424 | 11 | 128 | 8 | 310 | 6 | 2 | 45 | 13.75 | 5.29 | 237 | 99540 | 9.328 | 0.20683 | 65.1527 | 0.2 | 0 | 0 | 0 | 0 | 0 | 0 | 0 | 0 | 0 | 0 | 0 | 0 | 0 | 0 | 0 | 0 | 0 | 0
|  | 7425 | 11 | 129 | 9 | 310 | 6 | 2 | 45 | 13.97 | 5.24 | 237 | 99596 | 9.416 | 8.7321 | 53.4793 | 0.2 | 13.9753 | 13.9753 | 13.9753 | 13.9753 | 13.9753 | 13.9753 | 13.9753 | 13.9753 | 22.2636 | 22.2636 | 22.2636 | 22.2636 | 22.2636 | 22.2636 | 22.2636 | 22.2636 | 27 | 27
|  | 7426 | 11 | 130 | 10 | 310 | 6 | 2 | 45 | 14.18 | 5.19 | 238 | 99651 | 9.498 | 15.9981 | 40.72 | 0.2 | 61.5757 | 61.5757 | 485.8596 | 61.5757 | 554.5036 | 61.5757 | 61.5757 | 61.5757 | 56.3398 | 56.3398 | 488.2078 | 56.3398 | 536.7464 | 56.3398 | 56.3398 | 56.3398 | 231.2232 | 44.7535
|  | 7427 | 11 | 131 | 11 | 310 | 6 | 2 | 45 | 14.32 | 5.3 | 239 | 99648 | 9.343 | 21.5027 | 26.637 | 0.2 | 94.0856 | 94.0856 | 313.8552 | 94.0856 | 532.2487 | 94.0856 | 94.0856 | 94.0856 | 101.5138 | 101.5138 | 393.4693 | 101.5138 | 547.8969 | 101.5138 | 101.5138 | 101.5138 | 286.852 | 93.7341
|  | 7428 | 11 | 132 | 12 | 310 | 6 | 2 | 45 | 14.45 | 5.41 | 241 | 99645 | 9.178 | 24.7361 | 11.3497 | 0.2 | 107.1732 | 107.1732 | 189.98 | 107.1732 | 519.7175 | 107.1732 | 107.1732 | 107.1732 | 123.3176 | 123.3176 | 318.9473 | 123.3176 | 552.1069 | 123.3176 | 201.8408 | 123.3176 | 315.022 | 121.1665
|  | 7429 | 11 | 133 | 13 | 310 | 6 | 2 | 45 | 14.59 | 5.52 | 242 | 99641 | 9.016 | 25.3249 | -4.5581 | 0.2 | 112.2882 | 112.2882 | 112.2882 | 112.2882 | 699.3955 | 112.2882 | 159.0942 | 112.2882 | 117.1533 | 117.1533 | 281.1397 | 117.1533 | 729.384 | 117.1533 | 347.3333 | 117.1533 | 386.2203 | 107.5026
|  | 7430 | 11 | 134 | 14 | 310 | 6 | 2 | 45 | 14.81 | 5.13 | 240 | 99622 | 9.052 | 23.1938 | -20.208 | 0.2 | 78.0751 | 78.0751 | 78.0751 | 78.0751 | 140.681 | 78.0751 | 101.1195 | 78.0751 | 115.5993 | 115.5993 | 119.5167 | 115.5993 | 180.0806 | 115.5993 | 152.1065 | 115.5993 | 162.86 | 134.2756
|  | 7431 | 11 | 135 | 15 | 310 | 6 | 2 | 45 | 15.04 | 4.74 | 238 | 99602 | 9.092 | 18.6041 | -34.8486 | 0.2 | 50.9933 | 50.9933 | 50.9933 | 50.9933 | 62.825 | 50.9933 | 59.2314 | 50.9933 | 79.9476 | 79.9476 | 79.9476 | 79.9476 | 91.7455 | 79.9476 | 89.2045 | 79.9476 | 101 | 96.1469
|  | 7432 | 11 | 136 | 16 | 310 | 6 | 2 | 45 | 15.26 | 4.34 | 236 | 99582 | 9.126 | 12.0288 | -48.1629 | 0.2 | 32.9331 | 32.9331 | 32.9331 | 32.9331 | 40.8601 | 32.9331 | 41.7875 | 32.9331 | 51.8287 | 51.8287 | 51.8287 | 51.8287 | 59.2246 | 51.8287 | 59.8803 | 51.8287 | 65 | 62.4677
|  | 7433 | 11 | 137 | 17 | 310 | 6 | 2 | 45 | 14.84 | 4.52 | 233 | 99592 | 8.963 | 3.9858 | -60.2571 | 0.2 | 28.5209 | 28.5209 | 28.5209 | 28.5209 | 75.8274 | 28.5209 | 111.314 | 28.5209 | 39.4283 | 39.4283 | 39.4283 | 39.4283 | 77.5772 | 39.4283 | 102.67 | 39.4283 | 49.2709 | 42.6268
|  | 7434 | 11 | 138 | 18 | 310 | 6 | 2 | 45 | 14.43 | 4.7 | 230 | 99602 | 8.808 | 0 | -71.4963 | 0.2 | 0 | 0 | 0 | 0 | 0 | 0 | 0 | 0 | 0 | 0 | 0 | 0 | 0 | 0 | 0 | 0 | 0 | 0
|  | 7435 | 11 | 139 | 19 | 310 | 6 | 2 | 45 | 14.01 | 4.88 | 227 | 99612 | 8.648 | 0 | -82.3824 | 0.2 | 0 | 0 | 0 | 0 | 0 | 0 | 0 | 0 | 0 | 0 | 0 | 0 | 0 | 0 | 0 | 0 | 0 | 0
|  | 7436 | 11 | 140 | 20 | 310 | 6 | 2 | 45 | 13.89 | 4.88 | 224 | 99596 | 8.55 | 0 | -93.5332 | 0.2 | 0 | 0 | 0 | 0 | 0 | 0 | 0 | 0 | 0 | 0 | 0 | 0 | 0 | 0 | 0 | 0 | 0 | 0
|  | 7437 | 11 | 141 | 21 | 310 | 6 | 2 | 45 | 13.77 | 4.88 | 220 | 99579 | 8.454 | 0 | -105.7514 | 0.2 | 0 | 0 | 0 | 0 | 0 | 0 | 0 | 0 | 0 | 0 | 0 | 0 | 0 | 0 | 0 | 0 | 0 | 0
|  | 7438 | 11 | 142 | 22 | 310 | 6 | 2 | 45 | 13.64 | 4.88 | 216 | 99563 | 8.352 | 0 | -120.1593 | 0.2 | 0 | 0 | 0 | 0 | 0 | 0 | 0 | 0 | 0 | 0 | 0 | 0 | 0 | 0 | 0 | 0 | 0 | 0
|  | 7439 | 11 | 143 | 23 | 310 | 6 | 2 | 45 | 13.63 | 5 | 215 | 99514 | 8.252 | 0 | -138.2576 | 0.2 | 0 | 0 | 0 | 0 | 0 | 0 | 0 | 0 | 0 | 0 | 0 | 0 | 0 | 0 | 0 | 0 | 0 | 0
|  | 7440 | 11 | 144 | 24 | 310 | 6 | 2 | 45 | 13.62 | 5.12 | 213 | 99464 | 8.152 | 0 | -161.2421 | 0.2 | 0 | 0 | 0 | 0 | 0 | 0 | 0 | 0 | 0 | 0 | 0 | 0 | 0 | 0 | 0 | 0 | 0 | 0
|  | 7441 | 11 | 145 | 1 | 311 | 7 | 3 | 45 | 13.61 | 5.24 | 211 | 99415 | 8.052 | 0 | 172.3542 | 0.2 | 0 | 0 | 0 | 0 | 0 | 0 | 0 | 0 | 0 | 0 | 0 | 0 | 0 | 0 | 0 | 0 | 0 | 0
|  | 7442 | 11 | 146 | 2 | 311 | 7 | 3 | 45 | 13.68 | 4.95 | 211 | 99399 | 8.237 | 0 | 147.336 | 0.2 | 0 | 0 | 0 | 0 | 0 | 0 | 0 | 0 | 0 | 0 | 0 | 0 | 0 | 0 | 0 | 0 | 0 | 0
|  | 7443 | 11 | 147 | 3 | 311 | 7 | 3 | 45 | 13.76 | 4.65 | 211 | 99383 | 8.43 | 0 | 127.1476 | 0.2 | 0 | 0 | 0 | 0 | 0 | 0 | 0 | 0 | 0 | 0 | 0 | 0 | 0 | 0 | 0 | 0 | 0 | 0
|  | 7444 | 11 | 148 | 4 | 311 | 7 | 3 | 45 | 13.84 | 4.36 | 211 | 99366 | 8.624 | 0 | 111.3485 | 0.2 | 0 | 0 | 0 | 0 | 0 | 0 | 0 | 0 | 0 | 0 | 0 | 0 | 0 | 0 | 0 | 0 | 0 | 0
|  | 7445 | 11 | 149 | 5 | 311 | 7 | 3 | 45 | 13.79 | 4.16 | 212 | 99363 | 8.906 | 0 | 98.363 | 0.2 | 0 | 0 | 0 | 0 | 0 | 0 | 0 | 0 | 0 | 0 | 0 | 0 | 0 | 0 | 0 | 0 | 0 | 0
|  | 7446 | 11 | 150 | 6 | 311 | 7 | 3 | 45 | 13.74 | 3.95 | 213 | 99360 | 9.186 | 0 | 86.8823 | 0.2 | 0 | 0 | 0 | 0 | 0 | 0 | 0 | 0 | 0 | 0 | 0 | 0 | 0 | 0 | 0 | 0 | 0 | 0
|  | 7447 | 11 | 151 | 7 | 311 | 7 | 3 | 45 | 13.69 | 3.75 | 214 | 99356 | 9.465 | 0 | 75.9815 | 0.2 | 0 | 0 | 0 | 0 | 0 | 0 | 0 | 0 | 0 | 0 | 0 | 0 | 0 | 0 | 0 | 0 | 0 | 0
|  | 7448 | 11 | 152 | 8 | 311 | 7 | 3 | 45 | 13.83 | 3.83 | 214 | 99383 | 9.629 | 0 | 64.9774 | 0.2 | 0 | 0 | 0 | 0 | 0 | 0 | 0 | 0 | 0 | 0 | 0 | 0 | 0 | 0 | 0 | 0 | 0 | 0
|  | 7449 | 11 | 153 | 9 | 311 | 7 | 3 | 45 | 13.97 | 3.92 | 214 | 99409 | 9.793 | 8.4759 | 53.3243 | 0.2 | 3.0642 | 3.0642 | 3.0642 | 3.0642 | 3.0642 | 3.0642 | 3.0642 | 3.0642 | 4.9182 | 4.9182 | 4.9182 | 4.9182 | 4.9182 | 4.9182 | 4.9182 | 4.9182 | 6 | 6
|  | 7450 | 11 | 154 | 10 | 311 | 7 | 3 | 45 | 14.11 | 4 | 214 | 99435 | 9.961 | 15.7253 | 40.5939 | 0.2 | 20.237 | 20.237 | 20.237 | 20.237 | 20.237 | 20.237 | 20.237 | 20.237 | 32.1943 | 32.1943 | 32.1943 | 32.1943 | 32.1943 | 32.1943 | 32.1943 | 32.1943 | 39 | 39
|  | 7451 | 11 | 155 | 11 | 311 | 7 | 3 | 45 | 14.04 | 3.79 | 212 | 99389 | 9.926 | 21.2148 | 26.5525 | 0.2 | 14.4921 | 14.4921 | 14.4921 | 14.4921 | 14.4921 | 14.4921 | 14.4921 | 14.4921 | 23.0877 | 23.0877 | 23.0877 | 23.0877 | 23.0877 | 23.0877 | 23.0877 | 23.0877 | 28 | 28
|  | 7452 | 11 | 156 | 12 | 311 | 7 | 3 | 45 | 13.96 | 3.58 | 210 | 99343 | 9.885 | 24.4388 | 11.3205 | 0.2 | 32.3981 | 32.3981 | 32.3981 | 32.3981 | 32.3981 | 32.3981 | 32.3981 | 32.3981 | 51.3408 | 51.3408 | 51.3408 | 51.3408 | 51.3408 | 51.3408 | 51.3408 | 51.3408 | 62 | 62
|  | 7453 | 11 | 157 | 13 | 311 | 7 | 3 | 45 | 13.89 | 3.37 | 207 | 99297 | 9.85 | 25.0279 | -4.5248 | 0.2 | 20.797 | 20.797 | 20.797 | 20.797 | 20.797 | 20.797 | 20.797 | 20.797 | 33.0489 | 33.0489 | 33.0489 | 33.0489 | 33.0489 | 33.0489 | 33.0489 | 33.0489 | 40 | 40
|  | 7454 | 11 | 158 | 14 | 311 | 7 | 3 | 45 | 13.88 | 3.66 | 205 | 99258 | 9.821 | 22.9074 | -20.1164 | 0.2 | 63.3906 | 63.3906 | 63.3906 | 63.3906 | 78.9697 | 63.3906 | 69.0968 | 63.3906 | 99.0993 | 99.0993 | 100.022 | 99.0993 | 115.0729 | 99.0993 | 108.0917 | 99.0993 | 126 | 118.989
|  | 7455 | 11 | 159 | 15 | 311 | 7 | 3 | 45 | 13.88 | 3.94 | 202 | 99219 | 9.799 | 18.3354 | -34.7116 | 0.2 | 33.4674 | 33.4674 | 33.4674 | 33.4674 | 33.4801 | 33.4674 | 33.4762 | 33.4674 | 53.0115 | 53.0115 | 53.0115 | 53.0115 | 53.0241 | 53.0115 | 53.0213 | 53.0115 | 64 | 63.9949
|  | 7456 | 11 | 160 | 16 | 311 | 7 | 3 | 45 | 13.88 | 4.23 | 199 | 99179 | 9.776 | 11.7799 | -47.9945 | 0.2 | 27.2967 | 27.2967 | 27.2967 | 27.2967 | 30.1241 | 27.2967 | 30.4363 | 27.2967 | 43.1658 | 43.1658 | 43.1658 | 43.1658 | 45.7881 | 43.1658 | 46.0088 | 43.1658 | 53 | 52.1189
|  | 7457 | 11 | 161 | 17 | 311 | 7 | 3 | 45 | 13.76 | 4.54 | 203 | 99156 | 9.616 | 3.755 | -60.0674 | 0.2 | 21.1317 | 21.1317 | 21.1317 | 21.1317 | 77.5357 | 21.1317 | 119.0922 | 21.1317 | 29.017 | 29.017 | 29.017 | 29.017 | 74.1466 | 29.017 | 103.5314 | 29.017 | 38.9486 | 31.5298
|  | 7458 | 11 | 162 | 18 | 311 | 7 | 3 | 45 | 13.64 | 4.84 | 206 | 99134 | 9.459 | 0 | -71.2903 | 0.2 | 0 | 0 | 0 | 0 | 0 | 0 | 0 | 0 | 0 | 0 | 0 | 0 | 0 | 0 | 0 | 0 | 0 | 0
|  | 7459 | 11 | 163 | 19 | 311 | 7 | 3 | 45 | 13.52 | 5.14 | 209 | 99111 | 9.302 | 0 | -82.1614 | 0.2 | 0 | 0 | 0 | 0 | 0 | 0 | 0 | 0 | 0 | 0 | 0 | 0 | 0 | 0 | 0 | 0 | 0 | 0
|  | 7460 | 11 | 164 | 20 | 311 | 7 | 3 | 45 | 13.23 | 4.56 | 217 | 99153 | 9.072 | 0 | -93.2964 | 0.2 | 0 | 0 | 0 | 0 | 0 | 0 | 0 | 0 | 0 | 0 | 0 | 0 | 0 | 0 | 0 | 0 | 0 | 0
|  | 7461 | 11 | 165 | 21 | 311 | 7 | 3 | 45 | 12.94 | 3.98 | 225 | 99196 | 8.847 | 0 | -105.4988 | 0.2 | 0 | 0 | 0 | 0 | 0 | 0 | 0 | 0 | 0 | 0 | 0 | 0 | 0 | 0 | 0 | 0 | 0 | 0
|  | 7462 | 11 | 166 | 22 | 311 | 7 | 3 | 45 | 12.64 | 3.39 | 232 | 99238 | 8.621 | 0 | -119.8982 | 0.2 | 0 | 0 | 0 | 0 | 0 | 0 | 0 | 0 | 0 | 0 | 0 | 0 | 0 | 0 | 0 | 0 | 0 | 0
|  | 7463 | 11 | 167 | 23 | 311 | 7 | 3 | 45 | 12.1 | 3.8 | 239 | 99281 | 8.289 | 0 | -138.0184 | 0.2 | 0 | 0 | 0 | 0 | 0 | 0 | 0 | 0 | 0 | 0 | 0 | 0 | 0 | 0 | 0 | 0 | 0 | 0
|  | 7464 | 11 | 168 | 24 | 311 | 7 | 3 | 45 | 11.55 | 4.21 | 245 | 99324 | 7.962 | 0 | -161.0979 | 0.2 | 0 | 0 | 0 | 0 | 0 | 0 | 0 | 0 | 0 | 0 | 0 | 0 | 0 | 0 | 0 | 0 | 0 | 0
|  | 7465 | 11 | 169 | 1 | 312 | 8 | 4 | 45 | 11.01 | 4.62 | 252 | 99366 | 7.653 | 0 | 172.3354 | 0.2 | 0 | 0 | 0 | 0 | 0 | 0 | 0 | 0 | 0 | 0 | 0 | 0 | 0 | 0 | 0 | 0 | 0 | 0
|  | 7466 | 11 | 170 | 2 | 312 | 8 | 4 | 45 | 10.42 | 4.68 | 247 | 99448 | 7.393 | 0 | 147.1758 | 0.2 | 0 | 0 | 0 | 0 | 0 | 0 | 0 | 0 | 0 | 0 | 0 | 0 | 0 | 0 | 0 | 0 | 0 | 0
|  | 7467 | 11 | 171 | 3 | 312 | 8 | 4 | 45 | 9.84 | 4.73 | 243 | 99530 | 7.145 | 0 | 126.9297 | 0.2 | 0 | 0 | 0 | 0 | 0 | 0 | 0 | 0 | 0 | 0 | 0 | 0 | 0 | 0 | 0 | 0 | 0 | 0
|  | 7468 | 11 | 172 | 4 | 312 | 8 | 4 | 45 | 9.26 | 4.79 | 239 | 99612 | 6.905 | 0 | 111.1231 | 0.2 | 0 | 0 | 0 | 0 | 0 | 0 | 0 | 0 | 0 | 0 | 0 | 0 | 0 | 0 | 0 | 0 | 0 | 0
|  | 7469 | 11 | 173 | 5 | 312 | 8 | 4 | 45 | 8.78 | 4.24 | 242 | 99691 | 6.7 | 0 | 98.1477 | 0.2 | 0 | 0 | 0 | 0 | 0 | 0 | 0 | 0 | 0 | 0 | 0 | 0 | 0 | 0 | 0 | 0 | 0 | 0
|  | 7470 | 11 | 174 | 6 | 312 | 8 | 4 | 45 | 8.31 | 3.7 | 245 | 99769 | 6.505 | 0 | 86.6812 | 0.2 | 0 | 0 | 0 | 0 | 0 | 0 | 0 | 0 | 0 | 0 | 0 | 0 | 0 | 0 | 0 | 0 | 0 | 0
|  | 7471 | 11 | 175 | 7 | 312 | 8 | 4 | 45 | 7.84 | 3.16 | 249 | 99848 | 6.315 | 0 | 75.7952 | 0.2 | 0 | 0 | 0 | 0 | 0 | 0 | 0 | 0 | 0 | 0 | 0 | 0 | 0 | 0 | 0 | 0 | 0 | 0
|  | 7472 | 11 | 176 | 8 | 312 | 8 | 4 | 45 | 8.03 | 3.28 | 246 | 99894 | 6.336 | 0 | 64.8073 | 0.2 | 0 | 0 | 0 | 0 | 0 | 0 | 0 | 0 | 0 | 0 | 0 | 0 | 0 | 0 | 0 | 0 | 0 | 0
|  | 7473 | 11 | 177 | 9 | 312 | 8 | 4 | 45 | 8.22 | 3.4 | 244 | 99940 | 6.355 | 8.2218 | 53.1747 | 0.2 | 22.6328 | 22.6328 | 130.5344 | 22.6328 | 103.4279 | 22.6328 | 22.6328 | 22.6328 | 26.9377 | 26.9377 | 117.0081 | 26.9377 | 97.8409 | 26.9377 | 26.9377 | 26.9377 | 45.0794 | 25.6023
|  | 7474 | 11 | 178 | 10 | 312 | 8 | 4 | 45 | 8.41 | 3.52 | 242 | 99985 | 6.374 | 15.4553 | 40.473 | 0.2 | 55.8515 | 55.8515 | 517.8813 | 55.8515 | 597.3353 | 55.8515 | 55.8515 | 55.8515 | 47.5261 | 47.5261 | 513.3923 | 47.5261 | 569.5748 | 47.5261 | 47.5261 | 47.5261 | 232.0984 | 35.294
|  | 7475 | 11 | 179 | 11 | 312 | 8 | 4 | 45 | 8.68 | 3.65 | 244 | 99963 | 6.035 | 20.9302 | 26.473 | 0.2 | 92.9641 | 92.9641 | 294.8517 | 92.9641 | 498.3666 | 92.9641 | 92.9641 | 92.9641 | 102.795 | 102.795 | 368.0333 | 102.795 | 511.9401 | 102.795 | 102.795 | 102.795 | 269.6756 | 96.4596
|  | 7476 | 11 | 180 | 12 | 312 | 8 | 4 | 45 | 8.94 | 3.78 | 246 | 99940 | 5.677 | 24.1456 | 11.2954 | 0.2 | 101.1894 | 101.1894 | 226.1216 | 101.1894 | 726.674 | 101.1894 | 101.1894 | 101.1894 | 99.014 | 99.014 | 389.5367 | 99.014 | 743.4807 | 99.014 | 212.8559 | 99.014 | 371.6413 | 85.7123
|  | 7477 | 11 | 181 | 13 | 312 | 8 | 4 | 45 | 9.2 | 3.92 | 249 | 99917 | 5.305 | 24.7357 | -4.4886 | 0.2 | 98.6363 | 98.6363 | 98.6363 | 98.6363 | 790.5915 | 98.6363 | 152.9555 | 98.6363 | 92.5666 | 92.5666 | 280.2662 | 92.5666 | 807.9619 | 92.5666 | 357.0851 | 92.5666 | 398.4125 | 78.6461
|  | 7478 | 11 | 182 | 14 | 312 | 8 | 4 | 45 | 9.6 | 3.75 | 245 | 99831 | 5.245 | 22.6262 | -20.0231 | 0.2 | 85.5613 | 85.5613 | 85.5613 | 85.5613 | 830.0648 | 85.5613 | 356.879 | 85.5613 | 71.8587 | 71.8587 | 113.5444 | 71.8587 | 831.8384 | 71.8587 | 497.2455 | 71.8587 | 384.8691 | 54.599
|  | 7479 | 11 | 183 | 15 | 312 | 8 | 4 | 45 | 10.01 | 3.58 | 242 | 99746 | 5.182 | 18.072 | -34.574 | 0.2 | 76.2078 | 76.2078 | 76.2078 | 76.2078 | 686.9394 | 76.2078 | 497.1142 | 76.2078 | 70.446 | 70.446 | 70.446 | 70.446 | 673.4403 | 70.446 | 539.2136 | 70.446 | 300.002 | 57.9709
|  | 7480 | 11 | 184 | 16 | 312 | 8 | 4 | 45 | 10.42 | 3.41 | 238 | 99661 | 5.109 | 11.5364 | -47.8262 | 0.2 | 39.8136 | 39.8136 | 39.8136 | 39.8136 | 75.6191 | 39.8136 | 79.3379 | 39.8136 | 59.7178 | 59.7178 | 59.7178 | 59.7178 | 92.7334 | 59.7178 | 95.363 | 59.7178 | 80.7019 | 69.8163
|  | 7481 | 11 | 185 | 17 | 312 | 8 | 4 | 45 | 9.61 | 3.64 | 226 | 99605 | 4.915 | 3.5296 | -59.8781 | 0.2 | 21.9503 | 21.9503 | 21.9503 | 21.9503 | 176.4594 | 21.9503 | 288.2579 | 21.9503 | 29.8049 | 29.8049 | 29.8049 | 29.8049 | 152.488 | 29.8049 | 231.5415 | 29.8049 | 52.0386 | 33.0476
|  | 7482 | 11 | 186 | 18 | 312 | 8 | 4 | 45 | 8.81 | 3.87 | 214 | 99550 | 4.729 | 0 | -71.0849 | 0.2 | 0 | 0 | 0 | 0 | 0 | 0 | 0 | 0 | 0 | 0 | 0 | 0 | 0 | 0 | 0 | 0 | 0 | 0
|  | 7483 | 11 | 187 | 19 | 312 | 8 | 4 | 45 | 8 | 4.1 | 201 | 99494 | 4.545 | 0 | -81.941 | 0.2 | 0 | 0 | 0 | 0 | 0 | 0 | 0 | 0 | 0 | 0 | 0 | 0 | 0 | 0 | 0 | 0 | 0 | 0
|  | 7484 | 11 | 188 | 20 | 312 | 8 | 4 | 45 | 8.08 | 4.66 | 203 | 99425 | 4.699 | 0 | -93.0599 | 0.2 | 0 | 0 | 0 | 0 | 0 | 0 | 0 | 0 | 0 | 0 | 0 | 0 | 0 | 0 | 0 | 0 | 0 | 0
|  | 7485 | 11 | 189 | 21 | 312 | 8 | 4 | 45 | 8.17 | 5.23 | 205 | 99356 | 4.858 | 0 | -105.246 | 0.2 | 0 | 0 | 0 | 0 | 0 | 0 | 0 | 0 | 0 | 0 | 0 | 0 | 0 | 0 | 0 | 0 | 0 | 0
|  | 7486 | 11 | 190 | 22 | 312 | 8 | 4 | 45 | 8.25 | 5.79 | 207 | 99288 | 5.016 | 0 | -119.6357 | 0.2 | 0 | 0 | 0 | 0 | 0 | 0 | 0 | 0 | 0 | 0 | 0 | 0 | 0 | 0 | 0 | 0 | 0 | 0
|  | 7487 | 11 | 191 | 23 | 312 | 8 | 4 | 45 | 8.2 | 5.77 | 212 | 99235 | 5.393 | 0 | -137.7757 | 0.2 | 0 | 0 | 0 | 0 | 0 | 0 | 0 | 0 | 0 | 0 | 0 | 0 | 0 | 0 | 0 | 0 | 0 | 0
|  | 7488 | 11 | 192 | 24 | 312 | 8 | 4 | 45 | 8.16 | 5.74 | 218 | 99183 | 5.773 | 0 | -160.948 | 0.2 | 0 | 0 | 0 | 0 | 0 | 0 | 0 | 0 | 0 | 0 | 0 | 0 | 0 | 0 | 0 | 0 | 0 | 0
|  | 7489 | 11 | 193 | 1 | 313 | 9 | 5 | 45 | 8.11 | 5.71 | 223 | 99130 | 6.147 | 0 | 172.3227 | 0.2 | 0 | 0 | 0 | 0 | 0 | 0 | 0 | 0 | 0 | 0 | 0 | 0 | 0 | 0 | 0 | 0 | 0 | 0
|  | 7490 | 11 | 194 | 2 | 313 | 9 | 5 | 45 | 8.11 | 5.63 | 224 | 99075 | 6.188 | 0 | 147.0211 | 0.2 | 0 | 0 | 0 | 0 | 0 | 0 | 0 | 0 | 0 | 0 | 0 | 0 | 0 | 0 | 0 | 0 | 0 | 0
|  | 7491 | 11 | 195 | 3 | 313 | 9 | 5 | 45 | 8.12 | 5.54 | 224 | 99019 | 6.234 | 0 | 126.7172 | 0.2 | 0 | 0 | 0 | 0 | 0 | 0 | 0 | 0 | 0 | 0 | 0 | 0 | 0 | 0 | 0 | 0 | 0 | 0
|  | 7492 | 11 | 196 | 4 | 313 | 9 | 5 | 45 | 8.13 | 5.46 | 225 | 98963 | 6.279 | 0 | 110.9031 | 0.2 | 0 | 0 | 0 | 0 | 0 | 0 | 0 | 0 | 0 | 0 | 0 | 0 | 0 | 0 | 0 | 0 | 0 | 0
|  | 7493 | 11 | 197 | 5 | 313 | 9 | 5 | 45 | 8.03 | 5.06 | 215 | 98848 | 6.374 | 0 | 97.9376 | 0.2 | 0 | 0 | 0 | 0 | 0 | 0 | 0 | 0 | 0 | 0 | 0 | 0 | 0 | 0 | 0 | 0 | 0 | 0
|  | 7494 | 11 | 198 | 6 | 313 | 9 | 5 | 45 | 7.93 | 4.66 | 205 | 98734 | 6.467 | 0 | 86.4852 | 0.2 | 0 | 0 | 0 | 0 | 0 | 0 | 0 | 0 | 0 | 0 | 0 | 0 | 0 | 0 | 0 | 0 | 0 | 0
|  | 7495 | 11 | 199 | 7 | 313 | 9 | 5 | 45 | 7.84 | 4.26 | 195 | 98619 | 6.563 | 0 | 75.6141 | 0.2 | 0 | 0 | 0 | 0 | 0 | 0 | 0 | 0 | 0 | 0 | 0 | 0 | 0 | 0 | 0 | 0 | 0 | 0
|  | 7496 | 11 | 200 | 8 | 313 | 9 | 5 | 45 | 8.02 | 4.4 | 194 | 98550 | 6.675 | 0 | 64.6425 | 0.2 | 0 | 0 | 0 | 0 | 0 | 0 | 0 | 0 | 0 | 0 | 0 | 0 | 0 | 0 | 0 | 0 | 0 | 0
|  | 7497 | 11 | 201 | 9 | 313 | 9 | 5 | 45 | 8.2 | 4.55 | 192 | 98481 | 6.788 | 7.97 | 53.0303 | 0.2 | 6.153 | 6.153 | 6.153 | 6.153 | 6.153 | 6.153 | 6.153 | 6.153 | 9.8538 | 9.8538 | 9.8538 | 9.8538 | 9.8538 | 9.8538 | 9.8538 | 9.8538 | 12 | 12
|  | 7498 | 11 | 202 | 10 | 313 | 9 | 5 | 45 | 8.37 | 4.69 | 191 | 98413 | 6.899 | 15.188 | 40.3574 | 0.2 | 53.9507 | 53.9507 | 158.3457 | 53.9507 | 176.7992 | 53.9507 | 53.9507 | 53.9507 | 70.4837 | 70.4837 | 175.2485 | 70.4837 | 188.2972 | 70.4837 | 70.4837 | 70.4837 | 118.2288 | 74.464
|  | 7499 | 11 | 203 | 11 | 313 | 9 | 5 | 45 | 7.76 | 4.66 | 225 | 98576 | 6.574 | 20.6492 | 26.3983 | 0.2 | 51.4516 | 51.4516 | 55.9074 | 51.4516 | 60.4285 | 51.4516 | 51.4516 | 51.4516 | 80.8098 | 80.8098 | 86.6312 | 80.8098 | 89.828 | 80.8098 | 80.8098 | 80.8098 | 101 | 97.2232
|  | 7500 | 11 | 204 | 12 | 313 | 9 | 5 | 45 | 7.15 | 4.63 | 258 | 98740 | 6.264 | 23.8567 | 11.2744 | 0.2 | 61.3338 | 61.3338 | 63.807 | 61.3338 | 73.7395 | 61.3338 | 61.3338 | 61.3338 | 96.0605 | 96.0605 | 101.765 | 96.0605 | 108.7883 | 96.0605 | 98.2674 | 96.0605 | 121 | 115.4058
|  | 7501 | 11 | 205 | 13 | 313 | 9 | 5 | 45 | 6.54 | 4.59 | 292 | 98904 | 5.967 | 24.4483 | -4.4495 | 0.2 | 24.9985 | 24.9985 | 24.9985 | 24.9985 | 24.9985 | 24.9985 | 24.9985 | 24.9985 | 39.6884 | 39.6884 | 39.6884 | 39.6884 | 39.6884 | 39.6884 | 39.6884 | 39.6884 | 48 | 48
|  | 7502 | 11 | 206 | 14 | 313 | 9 | 5 | 45 | 5.97 | 5.14 | 296 | 99134 | 5.686 | 22.3502 | -19.9284 | 0.2 | 33.4522 | 33.4522 | 33.4522 | 33.4522 | 33.4522 | 33.4522 | 33.4522 | 33.4522 | 53.0033 | 53.0033 | 53.0033 | 53.0033 | 53.0033 | 53.0033 | 53.0033 | 53.0033 | 64 | 64
|  | 7503 | 11 | 207 | 15 | 313 | 9 | 5 | 45 | 5.4 | 5.69 | 301 | 99363 | 5.416 | 17.8139 | -34.4359 | 0.2 | 21.8128 | 21.8128 | 21.8128 | 21.8128 | 21.8128 | 21.8128 | 21.8128 | 21.8128 | 34.6843 | 34.6843 | 34.6843 | 34.6843 | 34.6843 | 34.6843 | 34.6843 | 34.6843 | 42 | 42
|  | 7504 | 11 | 208 | 16 | 313 | 9 | 5 | 45 | 4.83 | 6.23 | 305 | 99592 | 5.159 | 11.2983 | -47.658 | 0.2 | 42.6854 | 42.6854 | 42.6854 | 42.6854 | 90.9797 | 42.6854 | 95.6822 | 42.6854 | 63.6245 | 63.6245 | 63.6245 | 63.6245 | 107.9031 | 63.6245 | 111.2282 | 63.6245 | 88.543 | 74.218
|  | 7505 | 11 | 209 | 17 | 313 | 9 | 5 | 45 | 4.7 | 5.71 | 309 | 99730 | 5.088 | 3.3098 | -59.6893 | 0.2 | 5.1403 | 5.1403 | 5.1403 | 5.1403 | 5.1403 | 5.1403 | 5.1403 | 5.1403 | 8.2205 | 8.2205 | 8.2205 | 8.2205 | 8.2205 | 8.2205 | 8.2205 | 8.2205 | 10 | 10
|  | 7506 | 11 | 210 | 18 | 313 | 9 | 5 | 45 | 4.57 | 5.2 | 314 | 99868 | 5.019 | 0 | -70.8802 | 0.2 | 0 | 0 | 0 | 0 | 0 | 0 | 0 | 0 | 0 | 0 | 0 | 0 | 0 | 0 | 0 | 0 | 0 | 0
|  | 7507 | 11 | 211 | 19 | 313 | 9 | 5 | 45 | 4.44 | 4.68 | 318 | 100005 | 4.951 | 0 | -81.7212 | 0.2 | 0 | 0 | 0 | 0 | 0 | 0 | 0 | 0 | 0 | 0 | 0 | 0 | 0 | 0 | 0 | 0 | 0 | 0
|  | 7508 | 11 | 212 | 20 | 313 | 9 | 5 | 45 | 4.47 | 4.11 | 320 | 100136 | 4.956 | 0 | -92.8239 | 0.2 | 0 | 0 | 0 | 0 | 0 | 0 | 0 | 0 | 0 | 0 | 0 | 0 | 0 | 0 | 0 | 0 | 0 | 0
|  | 7509 | 11 | 213 | 21 | 313 | 9 | 5 | 45 | 4.5 | 3.54 | 322 | 100267 | 4.961 | 0 | -104.9929 | 0.2 | 0 | 0 | 0 | 0 | 0 | 0 | 0 | 0 | 0 | 0 | 0 | 0 | 0 | 0 | 0 | 0 | 0 | 0
|  | 7510 | 11 | 214 | 22 | 313 | 9 | 5 | 45 | 4.53 | 2.97 | 323 | 100398 | 4.966 | 0 | -119.3718 | 0.2 | 0 | 0 | 0 | 0 | 0 | 0 | 0 | 0 | 0 | 0 | 0 | 0 | 0 | 0 | 0 | 0 | 0 | 0
|  | 7511 | 11 | 215 | 23 | 313 | 9 | 5 | 45 | 4.61 | 2.74 | 326 | 100484 | 4.999 | 0 | -137.5295 | 0.2 | 0 | 0 | 0 | 0 | 0 | 0 | 0 | 0 | 0 | 0 | 0 | 0 | 0 | 0 | 0 | 0 | 0 | 0
|  | 7512 | 11 | 216 | 24 | 313 | 9 | 5 | 45 | 4.69 | 2.52 | 328 | 100569 | 5.033 | 0 | -160.7924 | 0.2 | 0 | 0 | 0 | 0 | 0 | 0 | 0 | 0 | 0 | 0 | 0 | 0 | 0 | 0 | 0 | 0 | 0 | 0
|  | 7513 | 11 | 217 | 1 | 314 | 10 | 6 | 45 | 4.77 | 2.3 | 331 | 100654 | 5.067 | 0 | 172.3163 | 0.2 | 0 | 0 | 0 | 0 | 0 | 0 | 0 | 0 | 0 | 0 | 0 | 0 | 0 | 0 | 0 | 0 | 0 | 0
|  | 7514 | 11 | 218 | 2 | 314 | 10 | 6 | 45 | 4.43 | 1.99 | 333 | 100762 | 4.918 | 0 | 146.8723 | 0.2 | 0 | 0 | 0 | 0 | 0 | 0 | 0 | 0 | 0 | 0 | 0 | 0 | 0 | 0 | 0 | 0 | 0 | 0
|  | 7515 | 11 | 219 | 3 | 314 | 10 | 6 | 45 | 4.1 | 1.67 | 335 | 100870 | 4.777 | 0 | 126.5103 | 0.2 | 0 | 0 | 0 | 0 | 0 | 0 | 0 | 0 | 0 | 0 | 0 | 0 | 0 | 0 | 0 | 0 | 0 | 0
|  | 7516 | 11 | 220 | 4 | 314 | 10 | 6 | 45 | 3.77 | 1.35 | 338 | 100978 | 4.64 | 0 | 110.6886 | 0.2 | 0 | 0 | 0 | 0 | 0 | 0 | 0 | 0 | 0 | 0 | 0 | 0 | 0 | 0 | 0 | 0 | 0 | 0
|  | 7517 | 11 | 221 | 5 | 314 | 10 | 6 | 45 | 3.38 | 1.11 | 341 | 100998 | 4.536 | 0 | 97.733 | 0.2 | 0 | 0 | 0 | 0 | 0 | 0 | 0 | 0 | 0 | 0 | 0 | 0 | 0 | 0 | 0 | 0 | 0 | 0
|  | 7518 | 11 | 222 | 6 | 314 | 10 | 6 | 45 | 2.99 | 0.86 | 344 | 101018 | 4.434 | 0 | 86.2946 | 0.2 | 0 | 0 | 0 | 0 | 0 | 0 | 0 | 0 | 0 | 0 | 0 | 0 | 0 | 0 | 0 | 0 | 0 | 0
|  | 7519 | 11 | 223 | 7 | 314 | 10 | 6 | 45 | 2.6 | 0.62 | 346 | 101037 | 4.333 | 0 | 75.4383 | 0.2 | 0 | 0 | 0 | 0 | 0 | 0 | 0 | 0 | 0 | 0 | 0 | 0 | 0 | 0 | 0 | 0 | 0 | 0
|  | 7520 | 11 | 224 | 8 | 314 | 10 | 6 | 45 | 3.51 | 0.79 | 359 | 101109 | 4.585 | 0 | 64.483 | 0.2 | 0 | 0 | 0 | 0 | 0 | 0 | 0 | 0 | 0 | 0 | 0 | 0 | 0 | 0 | 0 | 0 | 0 | 0
|  | 7521 | 11 | 225 | 9 | 314 | 10 | 6 | 45 | 4.42 | 0.96 | 12 | 101182 | 4.849 | 7.7205 | 52.8914 | 0.2 | 18.3689 | 18.3689 | 105.6128 | 18.3689 | 84.3716 | 18.3689 | 18.3689 | 18.3689 | 21.7416 | 21.7416 | 93.9195 | 21.7416 | 78.8997 | 21.7416 | 21.7416 | 21.7416 | 35.2576 | 20.4266
|  | 7522 | 11 | 226 | 10 | 314 | 10 | 6 | 45 | 5.33 | 1.13 | 25 | 101254 | 5.126 | 14.9237 | 40.2471 | 0.2 | 53.6788 | 53.6788 | 164.8561 | 53.6788 | 185.0203 | 53.6788 | 53.6788 | 53.6788 | 69.8985 | 69.8985 | 180.9427 | 69.8985 | 195.2009 | 69.8985 | 69.8985 | 69.8985 | 119.6596 | 73.7967
|  | 7523 | 11 | 227 | 11 | 314 | 10 | 6 | 45 | 5.79 | 1.39 | 32 | 101260 | 4.879 | 20.3719 | 26.3285 | 0.2 | 76.9305 | 76.9305 | 398.1681 | 76.9305 | 726.0926 | 76.9305 | 76.9305 | 76.9305 | 67.1809 | 67.1809 | 484.5127 | 67.1809 | 716.3903 | 67.1809 | 67.1809 | 67.1809 | 321.1274 | 52.1687
|  | 7524 | 11 | 228 | 12 | 314 | 10 | 6 | 45 | 6.24 | 1.66 | 38 | 101267 | 4.607 | 23.5722 | 11.2573 | 0.2 | 93.7075 | 93.7075 | 226.5707 | 93.7075 | 761.2129 | 93.7075 | 93.7075 | 93.7075 | 88.0682 | 88.0682 | 391.9945 | 88.0682 | 770.0436 | 88.0682 | 204.0974 | 88.0682 | 371.3293 | 74.376
|  | 7525 | 11 | 229 | 13 | 314 | 10 | 6 | 45 | 6.69 | 1.92 | 45 | 101273 | 4.314 | 24.1659 | -4.4077 | 0.2 | 107.6673 | 107.6673 | 107.6673 | 107.6673 | 703.8429 | 107.6673 | 153.6214 | 107.6673 | 111.7262 | 111.7262 | 268.9478 | 111.7262 | 723.0021 | 111.7262 | 333.9367 | 111.7262 | 370.1512 | 101.8522
|  | 7526 | 11 | 230 | 14 | 314 | 10 | 6 | 45 | 6.71 | 1.99 | 50 | 101299 | 4.298 | 22.0796 | -19.8321 | 0.2 | 105.1648 | 105.1648 | 105.1648 | 105.1648 | 627.6563 | 105.1648 | 293.6038 | 105.1648 | 115.2925 | 115.2925 | 141.3625 | 115.2925 | 644.0663 | 115.2925 | 407.8556 | 115.2925 | 334.9122 | 109.6045
|  | 7527 | 11 | 231 | 15 | 314 | 10 | 6 | 45 | 6.74 | 2.06 | 54 | 101326 | 4.283 | 17.5614 | -34.2973 | 0.2 | 87.2011 | 87.2011 | 87.2011 | 87.2011 | 561.1259 | 87.2011 | 410.4575 | 87.2011 | 95.6079 | 95.6079 | 95.6079 | 95.6079 | 559.1018 | 95.6079 | 452.5631 | 95.6079 | 271.981 | 90.4265
|  | 7528 | 11 | 232 | 16 | 314 | 10 | 6 | 45 | 6.76 | 2.14 | 59 | 101352 | 4.267 | 11.0658 | -47.4901 | 0.2 | 47.3011 | 47.3011 | 47.3011 | 47.3011 | 570.0996 | 47.3011 | 617.6373 | 47.3011 | 42.4189 | 42.4189 | 42.4189 | 42.4189 | 519.0879 | 42.4189 | 552.7022 | 42.4189 | 184.5455 | 33.2322
|  | 7529 | 11 | 233 | 17 | 314 | 10 | 6 | 45 | 5.92 | 2.17 | 61 | 101352 | 4.308 | 3.0956 | -59.5012 | 0.2 | 19.5388 | 19.5388 | 19.5388 | 19.5388 | 295.261 | 19.5388 | 487.6439 | 19.5388 | 21.9533 | 21.9533 | 21.9533 | 21.9533 | 237.6934 | 21.9533 | 373.7287 | 21.9533 | 49.9648 | 20.5844
|  | 7530 | 11 | 234 | 18 | 314 | 10 | 6 | 45 | 5.09 | 2.19 | 64 | 101352 | 4.332 | 0 | -70.6762 | 0.2 | 0 | 0 | 0 | 0 | 0 | 0 | 0 | 0 | 0 | 0 | 0 | 0 | 0 | 0 | 0 | 0 | 0 | 0
|  | 7531 | 11 | 235 | 19 | 314 | 10 | 6 | 45 | 4.25 | 2.22 | 66 | 101352 | 4.335 | 0 | -81.5022 | 0.2 | 0 | 0 | 0 | 0 | 0 | 0 | 0 | 0 | 0 | 0 | 0 | 0 | 0 | 0 | 0 | 0 | 0 | 0
|  | 7532 | 11 | 236 | 20 | 314 | 10 | 6 | 45 | 3.68 | 2.31 | 67 | 101349 | 4.265 | 0 | -92.5884 | 0.2 | 0 | 0 | 0 | 0 | 0 | 0 | 0 | 0 | 0 | 0 | 0 | 0 | 0 | 0 | 0 | 0 | 0 | 0
|  | 7533 | 11 | 237 | 21 | 314 | 10 | 6 | 45 | 3.11 | 2.4 | 67 | 101345 | 4.193 | 0 | -104.74 | 0.2 | 0 | 0 | 0 | 0 | 0 | 0 | 0 | 0 | 0 | 0 | 0 | 0 | 0 | 0 | 0 | 0 | 0 | 0
|  | 7534 | 11 | 238 | 22 | 314 | 10 | 6 | 45 | 2.53 | 2.48 | 68 | 101342 | 4.116 | 0 | -119.1067 | 0.2 | 0 | 0 | 0 | 0 | 0 | 0 | 0 | 0 | 0 | 0 | 0 | 0 | 0 | 0 | 0 | 0 | 0 | 0
|  | 7535 | 11 | 239 | 23 | 314 | 10 | 6 | 45 | 2.14 | 2.2 | 70 | 101316 | 4.034 | 0 | -137.2801 | 0.2 | 0 | 0 | 0 | 0 | 0 | 0 | 0 | 0 | 0 | 0 | 0 | 0 | 0 | 0 | 0 | 0 | 0 | 0
|  | 7536 | 11 | 240 | 24 | 314 | 10 | 6 | 45 | 1.75 | 1.92 | 73 | 101290 | 3.954 | 0 | -160.6313 | 0.2 | 0 | 0 | 0 | 0 | 0 | 0 | 0 | 0 | 0 | 0 | 0 | 0 | 0 | 0 | 0 | 0 | 0 | 0
|  | 7537 | 11 | 241 | 1 | 315 | 11 | 7 | 45 | 1.36 | 1.64 | 76 | 101263 | 3.875 | 0 | 172.3161 | 0.2 | 0 | 0 | 0 | 0 | 0 | 0 | 0 | 0 | 0 | 0 | 0 | 0 | 0 | 0 | 0 | 0 | 0 | 0
|  | 7538 | 11 | 242 | 2 | 315 | 11 | 7 | 45 | 1.86 | 1.63 | 76 | 101244 | 4.085 | 0 | 146.7295 | 0.2 | 0 | 0 | 0 | 0 | 0 | 0 | 0 | 0 | 0 | 0 | 0 | 0 | 0 | 0 | 0 | 0 | 0 | 0
|  | 7539 | 11 | 243 | 3 | 315 | 11 | 7 | 45 | 2.36 | 1.61 | 76 | 101224 | 4.305 | 0 | 126.3092 | 0.2 | 0 | 0 | 0 | 0 | 0 | 0 | 0 | 0 | 0 | 0 | 0 | 0 | 0 | 0 | 0 | 0 | 0 | 0
|  | 7540 | 11 | 244 | 4 | 315 | 11 | 7 | 45 | 2.86 | 1.6 | 77 | 101204 | 4.535 | 0 | 110.4797 | 0.2 | 0 | 0 | 0 | 0 | 0 | 0 | 0 | 0 | 0 | 0 | 0 | 0 | 0 | 0 | 0 | 0 | 0 | 0
|  | 7541 | 11 | 245 | 5 | 315 | 11 | 7 | 45 | 2.62 | 1.69 | 83 | 101159 | 4.485 | 0 | 97.5337 | 0.2 | 0 | 0 | 0 | 0 | 0 | 0 | 0 | 0 | 0 | 0 | 0 | 0 | 0 | 0 | 0 | 0 | 0 | 0
|  | 7542 | 11 | 246 | 6 | 315 | 11 | 7 | 45 | 2.38 | 1.78 | 89 | 101113 | 4.436 | 0 | 86.1092 | 0.2 | 0 | 0 | 0 | 0 | 0 | 0 | 0 | 0 | 0 | 0 | 0 | 0 | 0 | 0 | 0 | 0 | 0 | 0
|  | 7543 | 11 | 247 | 7 | 315 | 11 | 7 | 45 | 2.14 | 1.88 | 94 | 101067 | 4.387 | 0 | 75.2677 | 0.2 | 0 | 0 | 0 | 0 | 0 | 0 | 0 | 0 | 0 | 0 | 0 | 0 | 0 | 0 | 0 | 0 | 0 | 0
|  | 7544 | 11 | 248 | 8 | 315 | 11 | 7 | 45 | 2.64 | 1.52 | 97 | 101080 | 4.426 | 0 | 64.3288 | 0.2 | 0 | 0 | 0 | 0 | 0 | 0 | 0 | 0 | 0 | 0 | 0 | 0 | 0 | 0 | 0 | 0 | 0 | 0
|  | 7545 | 11 | 249 | 9 | 315 | 11 | 7 | 45 | 3.14 | 1.17 | 100 | 101093 | 4.461 | 7.4735 | 52.7577 | 0.2 | 14.4512 | 14.4512 | 35.5119 | 14.4512 | 30.4617 | 14.4512 | 14.4512 | 14.4512 | 20.6785 | 20.6785 | 38.0246 | 20.6785 | 34.4535 | 20.6785 | 20.6785 | 20.6785 | 26.5933 | 23.1229
|  | 7546 | 11 | 250 | 10 | 315 | 11 | 7 | 45 | 3.64 | 0.81 | 104 | 101106 | 4.492 | 14.6625 | 40.142 | 0.2 | 51.7547 | 51.7547 | 151.0586 | 51.7547 | 169.5067 | 51.7547 | 51.7547 | 51.7547 | 67.7995 | 67.7995 | 166.5163 | 67.7995 | 179.5611 | 67.7995 | 67.7995 | 67.7995 | 111.9869 | 71.6842
|  | 7547 | 11 | 251 | 11 | 315 | 11 | 7 | 45 | 4.45 | 0.8 | 68 | 101047 | 4.54 | 20.0983 | 26.2635 | 0.2 | 46.6804 | 46.6804 | 49.7204 | 46.6804 | 52.8412 | 46.6804 | 46.6804 | 46.6804 | 73.4818 | 73.4818 | 77.4089 | 73.4818 | 79.6157 | 73.4818 | 73.4818 | 73.4818 | 91 | 88.4862
|  | 7548 | 11 | 252 | 12 | 315 | 11 | 7 | 45 | 5.25 | 0.78 | 32 | 100988 | 4.572 | 23.2922 | 11.2441 | 0.2 | 63.1455 | 63.1455 | 66.5966 | 63.1455 | 80.5045 | 63.1455 | 63.1455 | 63.1455 | 98.6401 | 98.6401 | 106.4681 | 98.6401 | 116.3025 | 98.6401 | 101.5876 | 98.6401 | 126.04 | 118.4206
|  | 7549 | 11 | 253 | 13 | 315 | 11 | 7 | 45 | 6.06 | 0.76 | 356 | 100929 | 4.594 | 23.8886 | -4.3632 | 0.2 | 64.997 | 64.997 | 64.997 | 64.997 | 80.7673 | 64.997 | 66.2003 | 64.997 | 101.614 | 101.614 | 105.7164 | 101.614 | 117.7186 | 101.614 | 107.4181 | 101.614 | 129 | 121.995
|  | 7550 | 11 | 254 | 14 | 315 | 11 | 7 | 45 | 6.34 | 1.01 | 26 | 100903 | 4.626 | 21.8143 | -19.7344 | 0.2 | 68.6144 | 68.6144 | 68.6144 | 68.6144 | 97.2716 | 68.6144 | 78.8946 | 68.6144 | 106.598 | 106.598 | 107.9457 | 106.598 | 135.4786 | 106.598 | 122.4841 | 106.598 | 139.9398 | 127.7537
|  | 7551 | 11 | 255 | 15 | 315 | 11 | 7 | 45 | 6.63 | 1.26 | 57 | 100877 | 4.662 | 17.3145 | -34.1583 | 0.2 | 74.339 | 74.339 | 74.339 | 74.339 | 218.2357 | 74.339 | 171.978 | 74.339 | 103.076 | 103.076 | 103.076 | 103.076 | 243.159 | 103.076 | 210.4499 | 103.076 | 169.2528 | 115.0421
|  | 7552 | 11 | 256 | 16 | 315 | 11 | 7 | 45 | 6.91 | 1.5 | 88 | 100851 | 4.692 | 10.839 | -47.3224 | 0.2 | 39.8881 | 39.8881 | 39.8881 | 39.8881 | 82.3836 | 39.8881 | 85.9763 | 39.8881 | 59.6618 | 59.6618 | 59.6618 | 59.6618 | 98.198 | 59.6618 | 100.7384 | 59.6618 | 81.683 | 69.6802
|  | 7553 | 11 | 257 | 17 | 315 | 11 | 7 | 45 | 5.96 | 1.35 | 68 | 100854 | 4.502 | 2.887 | -59.3137 | 0.2 | 19.1542 | 19.1542 | 19.1542 | 19.1542 | 262.751 | 19.1542 | 429.6414 | 19.1542 | 22.7786 | 22.7786 | 22.7786 | 22.7786 | 212.0485 | 22.7786 | 330.0579 | 22.7786 | 46.5918 | 22.5204
|  | 7554 | 11 | 258 | 18 | 315 | 11 | 7 | 45 | 5 | 1.19 | 47 | 100857 | 4.311 | 0 | -70.4732 | 0.2 | 0 | 0 | 0 | 0 | 0 | 0 | 0 | 0 | 0 | 0 | 0 | 0 | 0 | 0 | 0 | 0 | 0 | 0
|  | 7555 | 11 | 259 | 19 | 315 | 11 | 7 | 45 | 4.05 | 1.03 | 26 | 100860 | 4.127 | 0 | -81.2841 | 0.2 | 0 | 0 | 0 | 0 | 0 | 0 | 0 | 0 | 0 | 0 | 0 | 0 | 0 | 0 | 0 | 0 | 0 | 0
|  | 7556 | 11 | 260 | 20 | 315 | 11 | 7 | 45 | 4.04 | 0.91 | 21 | 100896 | 4.293 | 0 | -92.3537 | 0.2 | 0 | 0 | 0 | 0 | 0 | 0 | 0 | 0 | 0 | 0 | 0 | 0 | 0 | 0 | 0 | 0 | 0 | 0
|  | 7557 | 11 | 261 | 21 | 315 | 11 | 7 | 45 | 4.03 | 0.79 | 15 | 100932 | 4.458 | 0 | -104.4872 | 0.2 | 0 | 0 | 0 | 0 | 0 | 0 | 0 | 0 | 0 | 0 | 0 | 0 | 0 | 0 | 0 | 0 | 0 | 0
|  | 7558 | 11 | 262 | 22 | 315 | 11 | 7 | 45 | 4.02 | 0.66 | 9 | 100969 | 4.623 | 0 | -118.8407 | 0.2 | 0 | 0 | 0 | 0 | 0 | 0 | 0 | 0 | 0 | 0 | 0 | 0 | 0 | 0 | 0 | 0 | 0 | 0
|  | 7559 | 11 | 263 | 23 | 315 | 11 | 7 | 45 | 4.15 | 0.76 | 359 | 101001 | 4.725 | 0 | -137.0277 | 0.2 | 0 | 0 | 0 | 0 | 0 | 0 | 0 | 0 | 0 | 0 | 0 | 0 | 0 | 0 | 0 | 0 | 0 | 0
|  | 7560 | 11 | 264 | 24 | 315 | 11 | 7 | 45 | 4.28 | 0.86 | 349 | 101034 | 4.829 | 0 | -160.4647 | 0.2 | 0 | 0 | 0 | 0 | 0 | 0 | 0 | 0 | 0 | 0 | 0 | 0 | 0 | 0 | 0 | 0 | 0 | 0
|  | 7561 | 11 | 265 | 1 | 316 | 12 | 1 | 46 | 4.41 | 0.95 | 339 | 101067 | 4.933 | 0 | 172.3224 | 0.2 | 0 | 0 | 0 | 0 | 0 | 0 | 0 | 0 | 0 | 0 | 0 | 0 | 0 | 0 | 0 | 0 | 0 | 0
|  | 7562 | 11 | 266 | 2 | 316 | 12 | 1 | 46 | 4.05 | 1.14 | 21 | 101103 | 4.837 | 0 | 146.5927 | 0.2 | 0 | 0 | 0 | 0 | 0 | 0 | 0 | 0 | 0 | 0 | 0 | 0 | 0 | 0 | 0 | 0 | 0 | 0
|  | 7563 | 11 | 267 | 3 | 316 | 12 | 1 | 46 | 3.69 | 1.32 | 64 | 101139 | 4.742 | 0 | 126.1139 | 0.2 | 0 | 0 | 0 | 0 | 0 | 0 | 0 | 0 | 0 | 0 | 0 | 0 | 0 | 0 | 0 | 0 | 0 | 0
|  | 7564 | 11 | 268 | 4 | 316 | 12 | 1 | 46 | 3.33 | 1.5 | 107 | 101175 | 4.648 | 0 | 110.2765 | 0.2 | 0 | 0 | 0 | 0 | 0 | 0 | 0 | 0 | 0 | 0 | 0 | 0 | 0 | 0 | 0 | 0 | 0 | 0
|  | 7565 | 11 | 269 | 5 | 316 | 12 | 1 | 46 | 3.41 | 1.08 | 94 | 101201 | 4.681 | 0 | 97.34 | 0.2 | 0 | 0 | 0 | 0 | 0 | 0 | 0 | 0 | 0 | 0 | 0 | 0 | 0 | 0 | 0 | 0 | 0 | 0
|  | 7566 | 11 | 270 | 6 | 316 | 12 | 1 | 46 | 3.5 | 0.66 | 81 | 101227 | 4.716 | 0 | 85.9293 | 0.2 | 0 | 0 | 0 | 0 | 0 | 0 | 0 | 0 | 0 | 0 | 0 | 0 | 0 | 0 | 0 | 0 | 0 | 0
|  | 7567 | 11 | 271 | 7 | 316 | 12 | 1 | 46 | 3.59 | 0.23 | 68 | 101254 | 4.753 | 0 | 75.1026 | 0.2 | 0 | 0 | 0 | 0 | 0 | 0 | 0 | 0 | 0 | 0 | 0 | 0 | 0 | 0 | 0 | 0 | 0 | 0
|  | 7568 | 11 | 272 | 8 | 316 | 12 | 1 | 46 | 4.2 | 0.78 | 60 | 101306 | 4.91 | 0 | 64.18 | 0.2 | 0 | 0 | 0 | 0 | 0 | 0 | 0 | 0 | 0 | 0 | 0 | 0 | 0 | 0 | 0 | 0 | 0 | 0
|  | 7569 | 11 | 273 | 9 | 316 | 12 | 1 | 46 | 4.81 | 1.33 | 52 | 101358 | 5.071 | 7.2291 | 52.6294 | 0.2 | 13.4747 | 13.4747 | 13.4747 | 13.4747 | 13.4747 | 13.4747 | 13.4747 | 13.4747 | 21.4511 | 21.4511 | 21.4511 | 21.4511 | 21.4511 | 21.4511 | 21.4511 | 21.4511 | 26 | 26
|  | 7570 | 11 | 274 | 10 | 316 | 12 | 1 | 46 | 5.42 | 1.88 | 43 | 101411 | 5.236 | 14.4045 | 40.0421 | 0.2 | 61.2015 | 61.2015 | 282.9432 | 61.2015 | 325.0694 | 61.2015 | 61.2015 | 61.2015 | 69.3087 | 69.3087 | 288.7 | 69.3087 | 318.4877 | 69.3087 | 69.3087 | 69.3087 | 153.2887 | 64.7641
|  | 7571 | 11 | 275 | 11 | 316 | 12 | 1 | 46 | 5.97 | 2.37 | 45 | 101401 | 5.254 | 19.8287 | 26.2032 | 0.2 | 79.9268 | 79.9268 | 183.7348 | 79.9268 | 290.8629 | 79.9268 | 79.9268 | 79.9268 | 102.5802 | 102.5802 | 235.9268 | 102.5802 | 311.6778 | 102.5802 | 102.5802 | 102.5802 | 192.878 | 108.1053
|  | 7572 | 11 | 276 | 12 | 316 | 12 | 1 | 46 | 6.51 | 2.86 | 46 | 101391 | 5.261 | 23.0167 | 11.2348 | 0.2 | 47.1032 | 47.1032 | 47.8237 | 47.1032 | 50.7301 | 47.1032 | 47.1032 | 47.1032 | 74.2522 | 74.2522 | 75.8724 | 74.2522 | 77.9276 | 74.2522 | 74.8536 | 74.2522 | 91 | 89.4291
|  | 7573 | 11 | 277 | 13 | 316 | 12 | 1 | 46 | 7.05 | 3.35 | 48 | 101381 | 5.26 | 23.6164 | -4.3161 | 0.2 | 81.4608 | 81.4608 | 81.4608 | 81.4608 | 158.4919 | 81.4608 | 87.2746 | 81.4608 | 120.066 | 120.066 | 139.8383 | 120.066 | 198.4185 | 120.066 | 148.0603 | 120.066 | 173.0403 | 139.2641
|  | 7574 | 11 | 278 | 14 | 316 | 12 | 1 | 46 | 6.95 | 3.3 | 50 | 101358 | 5.171 | 21.5546 | -19.6354 | 0.2 | 51.1591 | 51.1591 | 51.1591 | 51.1591 | 58.8489 | 51.1591 | 53.9027 | 51.1591 | 80.4203 | 80.4203 | 80.7608 | 80.4203 | 88.1382 | 80.4203 | 84.6407 | 80.4203 | 100 | 96.7749
|  | 7575 | 11 | 279 | 15 | 316 | 12 | 1 | 46 | 6.86 | 3.25 | 52 | 101336 | 5.087 | 17.0732 | -34.019 | 0.2 | 31.3505 | 31.3505 | 31.3505 | 31.3505 | 31.3505 | 31.3505 | 31.3505 | 31.3505 | 49.6828 | 49.6828 | 49.6828 | 49.6828 | 49.6828 | 49.6828 | 49.6828 | 49.6828 | 60 | 60
|  | 7576 | 11 | 280 | 16 | 316 | 12 | 1 | 46 | 6.77 | 3.2 | 55 | 101313 | 5.003 | 10.6178 | -47.1551 | 0.2 | 19.7648 | 19.7648 | 19.7648 | 19.7648 | 19.7648 | 19.7648 | 19.7648 | 19.7648 | 31.4018 | 31.4018 | 31.4018 | 31.4018 | 31.4018 | 31.4018 | 31.4018 | 31.4018 | 38 | 38
|  | 7577 | 11 | 281 | 17 | 316 | 12 | 1 | 46 | 6.17 | 3.07 | 55 | 101303 | 4.977 | 2.6841 | -59.127 | 0.2 | 11.8882 | 11.8882 | 11.8882 | 11.8882 | 20.7412 | 11.8882 | 26.6964 | 11.8882 | 18.6594 | 18.6594 | 18.6594 | 18.6594 | 25.4914 | 18.6594 | 29.7023 | 18.6594 | 23.3035 | 22.4947
|  | 7578 | 11 | 282 | 18 | 316 | 12 | 1 | 46 | 5.56 | 2.93 | 56 | 101293 | 4.941 | 0 | -70.2711 | 0.2 | 0 | 0 | 0 | 0 | 0 | 0 | 0 | 0 | 0 | 0 | 0 | 0 | 0 | 0 | 0 | 0 | 0 | 0
|  | 7579 | 11 | 283 | 19 | 316 | 12 | 1 | 46 | 4.96 | 2.8 | 56 | 101283 | 4.901 | 0 | -81.0671 | 0.2 | 0 | 0 | 0 | 0 | 0 | 0 | 0 | 0 | 0 | 0 | 0 | 0 | 0 | 0 | 0 | 0 | 0 | 0
|  | 7580 | 11 | 284 | 20 | 316 | 12 | 1 | 46 | 4.65 | 2.48 | 60 | 101237 | 4.809 | 0 | -92.1199 | 0.2 | 0 | 0 | 0 | 0 | 0 | 0 | 0 | 0 | 0 | 0 | 0 | 0 | 0 | 0 | 0 | 0 | 0 | 0
|  | 7581 | 11 | 285 | 21 | 316 | 12 | 1 | 46 | 4.35 | 2.16 | 63 | 101191 | 4.722 | 0 | -104.2349 | 0.2 | 0 | 0 | 0 | 0 | 0 | 0 | 0 | 0 | 0 | 0 | 0 | 0 | 0 | 0 | 0 | 0 | 0 | 0
|  | 7582 | 11 | 286 | 22 | 316 | 12 | 1 | 46 | 4.04 | 1.83 | 66 | 101145 | 4.632 | 0 | -118.5739 | 0.2 | 0 | 0 | 0 | 0 | 0 | 0 | 0 | 0 | 0 | 0 | 0 | 0 | 0 | 0 | 0 | 0 | 0 | 0
|  | 7583 | 11 | 287 | 23 | 316 | 12 | 1 | 46 | 3.6 | 1.73 | 68 | 101073 | 4.555 | 0 | -136.7724 | 0.2 | 0 | 0 | 0 | 0 | 0 | 0 | 0 | 0 | 0 | 0 | 0 | 0 | 0 | 0 | 0 | 0 | 0 | 0
|  | 7584 | 11 | 288 | 24 | 316 | 12 | 1 | 46 | 3.16 | 1.62 | 70 | 101001 | 4.479 | 0 | -160.2926 | 0.2 | 0 | 0 | 0 | 0 | 0 | 0 | 0 | 0 | 0 | 0 | 0 | 0 | 0 | 0 | 0 | 0 | 0 | 0
|  | 7585 | 11 | 289 | 1 | 317 | 13 | 2 | 46 | 2.72 | 1.52 | 72 | 100929 | 4.401 | 0 | 172.3351 | 0.2 | 0 | 0 | 0 | 0 | 0 | 0 | 0 | 0 | 0 | 0 | 0 | 0 | 0 | 0 | 0 | 0 | 0 | 0
|  | 7586 | 11 | 290 | 2 | 317 | 13 | 2 | 46 | 2.81 | 1.51 | 52 | 100900 | 4.476 | 0 | 146.4622 | 0.2 | 0 | 0 | 0 | 0 | 0 | 0 | 0 | 0 | 0 | 0 | 0 | 0 | 0 | 0 | 0 | 0 | 0 | 0
|  | 7587 | 11 | 291 | 3 | 317 | 13 | 2 | 46 | 2.9 | 1.5 | 32 | 100870 | 4.553 | 0 | 125.9247 | 0.2 | 0 | 0 | 0 | 0 | 0 | 0 | 0 | 0 | 0 | 0 | 0 | 0 | 0 | 0 | 0 | 0 | 0 | 0
|  | 7588 | 11 | 292 | 4 | 317 | 13 | 2 | 46 | 3 | 1.49 | 13 | 100841 | 4.633 | 0 | 110.0791 | 0.2 | 0 | 0 | 0 | 0 | 0 | 0 | 0 | 0 | 0 | 0 | 0 | 0 | 0 | 0 | 0 | 0 | 0 | 0
|  | 7589 | 11 | 293 | 5 | 317 | 13 | 2 | 46 | 2.83 | 1.1 | 349 | 100778 | 4.602 | 0 | 97.1519 | 0.2 | 0 | 0 | 0 | 0 | 0 | 0 | 0 | 0 | 0 | 0 | 0 | 0 | 0 | 0 | 0 | 0 | 0 | 0
|  | 7590 | 11 | 294 | 6 | 317 | 13 | 2 | 46 | 2.66 | 0.71 | 325 | 100716 | 4.572 | 0 | 85.7548 | 0.2 | 0 | 0 | 0 | 0 | 0 | 0 | 0 | 0 | 0 | 0 | 0 | 0 | 0 | 0 | 0 | 0 | 0 | 0
|  | 7591 | 11 | 295 | 7 | 317 | 13 | 2 | 46 | 2.5 | 0.32 | 301 | 100654 | 4.545 | 0 | 74.9428 | 0.2 | 0 | 0 | 0 | 0 | 0 | 0 | 0 | 0 | 0 | 0 | 0 | 0 | 0 | 0 | 0 | 0 | 0 | 0
|  | 7592 | 11 | 296 | 8 | 317 | 13 | 2 | 46 | 3.02 | 0.87 | 286 | 100647 | 4.643 | 0 | 64.0365 | 0.2 | 0 | 0 | 0 | 0 | 0 | 0 | 0 | 0 | 0 | 0 | 0 | 0 | 0 | 0 | 0 | 0 | 0 | 0
|  | 7593 | 11 | 297 | 9 | 317 | 13 | 2 | 46 | 3.55 | 1.43 | 271 | 100641 | 4.744 | 6.9874 | 52.5065 | 0.2 | 14.0094 | 14.0094 | 14.0094 | 14.0094 | 14.0094 | 14.0094 | 14.0094 | 14.0094 | 22.2878 | 22.2878 | 22.2878 | 22.2878 | 22.2878 | 22.2878 | 22.2878 | 22.2878 | 27 | 27
|  | 7594 | 11 | 298 | 10 | 317 | 13 | 2 | 46 | 4.07 | 1.99 | 255 | 100634 | 4.842 | 14.1498 | 39.9473 | 0.2 | 22.8856 | 22.8856 | 22.8856 | 22.8856 | 22.8856 | 22.8856 | 22.8856 | 22.8856 | 36.36 | 36.36 | 36.36 | 36.36 | 36.36 | 36.36 | 36.36 | 36.36 | 44 | 44
|  | 7595 | 11 | 299 | 11 | 317 | 13 | 2 | 46 | 4.44 | 2.17 | 257 | 100572 | 4.754 | 19.563 | 26.1476 | 0.2 | 19.1895 | 19.1895 | 19.1895 | 19.1895 | 19.1895 | 19.1895 | 19.1895 | 19.1895 | 30.5364 | 30.5364 | 30.5364 | 30.5364 | 30.5364 | 30.5364 | 30.5364 | 30.5364 | 37 | 37
|  | 7596 | 11 | 300 | 12 | 317 | 13 | 2 | 46 | 4.81 | 2.36 | 259 | 100510 | 4.657 | 22.7461 | 11.2293 | 0.2 | 27.6248 | 27.6248 | 27.6248 | 27.6248 | 27.6248 | 27.6248 | 27.6248 | 27.6248 | 43.8384 | 43.8384 | 43.8384 | 43.8384 | 43.8384 | 43.8384 | 43.8384 | 43.8384 | 53 | 53
|  | 7597 | 11 | 301 | 13 | 317 | 13 | 2 | 46 | 5.18 | 2.55 | 261 | 100448 | 4.552 | 23.3496 | -4.2665 | 0.2 | 33.9845 | 33.9845 | 33.9845 | 33.9845 | 33.9845 | 33.9845 | 33.9845 | 33.9845 | 53.8383 | 53.8383 | 53.8383 | 53.8383 | 53.8383 | 53.8383 | 53.8383 | 53.8383 | 65 | 65
|  | 7598 | 11 | 302 | 14 | 317 | 13 | 2 | 46 | 5.53 | 2.15 | 258 | 100405 | 4.616 | 21.3005 | -19.5351 | 0.2 | 87.2963 | 87.2963 | 87.2963 | 87.2963 | 241.8391 | 87.2963 | 142.1292 | 87.2963 | 120.671 | 120.671 | 127.1076 | 120.671 | 275.1584 | 120.671 | 204.6529 | 120.671 | 198.245 | 134.3094
|  | 7599 | 11 | 303 | 15 | 317 | 13 | 2 | 46 | 5.89 | 1.75 | 256 | 100362 | 4.684 | 16.8377 | -33.8794 | 0.2 | 39.9993 | 39.9993 | 39.9993 | 39.9993 | 45.5364 | 39.9993 | 43.7172 | 39.9993 | 63.0437 | 63.0437 | 63.0437 | 63.0437 | 68.3862 | 63.0437 | 67.0999 | 63.0437 | 78 | 75.9816
|  | 7600 | 11 | 304 | 16 | 317 | 13 | 2 | 46 | 6.24 | 1.35 | 253 | 100320 | 4.748 | 10.4024 | -46.9883 | 0.2 | 50.8213 | 50.8213 | 50.8213 | 50.8213 | 190.4701 | 50.8213 | 200.5151 | 50.8213 | 67.9933 | 67.9933 | 67.9933 | 67.9933 | 193.3143 | 67.9933 | 200.4172 | 67.9933 | 110.8821 | 73.3001
|  | 7601 | 11 | 305 | 17 | 317 | 13 | 2 | 46 | 5.85 | 1.37 | 242 | 100300 | 4.805 | 2.487 | -58.9412 | 0.2 | 17.6067 | 17.6067 | 17.6067 | 17.6067 | 214.0296 | 17.6067 | 343.751 | 17.6067 | 22.5658 | 22.5658 | 22.5658 | 22.5658 | 173.1507 | 22.5658 | 264.8776 | 22.5658 | 40.3257 | 23.7894
|  | 7602 | 11 | 306 | 18 | 317 | 13 | 2 | 46 | 5.47 | 1.4 | 232 | 100280 | 4.859 | 0 | -70.0702 | 0.2 | 0 | 0 | 0 | 0 | 0 | 0 | 0 | 0 | 0 | 0 | 0 | 0 | 0 | 0 | 0 | 0 | 0 | 0
|  | 7603 | 11 | 307 | 19 | 317 | 13 | 2 | 46 | 5.08 | 1.42 | 221 | 100261 | 4.903 | 0 | -80.8513 | 0.2 | 0 | 0 | 0 | 0 | 0 | 0 | 0 | 0 | 0 | 0 | 0 | 0 | 0 | 0 | 0 | 0 | 0 | 0
|  | 7604 | 11 | 308 | 20 | 317 | 13 | 2 | 46 | 5.05 | 1.11 | 216 | 100274 | 4.946 | 0 | -91.8872 | 0.2 | 0 | 0 | 0 | 0 | 0 | 0 | 0 | 0 | 0 | 0 | 0 | 0 | 0 | 0 | 0 | 0 | 0 | 0
|  | 7605 | 11 | 309 | 21 | 317 | 13 | 2 | 46 | 5.02 | 0.8 | 212 | 100287 | 4.989 | 0 | -103.9831 | 0.2 | 0 | 0 | 0 | 0 | 0 | 0 | 0 | 0 | 0 | 0 | 0 | 0 | 0 | 0 | 0 | 0 | 0 | 0
|  | 7606 | 11 | 310 | 22 | 317 | 13 | 2 | 46 | 4.99 | 0.5 | 207 | 100300 | 5.031 | 0 | -118.3067 | 0.2 | 0 | 0 | 0 | 0 | 0 | 0 | 0 | 0 | 0 | 0 | 0 | 0 | 0 | 0 | 0 | 0 | 0 | 0
|  | 7607 | 11 | 311 | 23 | 317 | 13 | 2 | 46 | 4.96 | 0.75 | 157 | 100300 | 5.061 | 0 | -136.5144 | 0.2 | 0 | 0 | 0 | 0 | 0 | 0 | 0 | 0 | 0 | 0 | 0 | 0 | 0 | 0 | 0 | 0 | 0 | 0
|  | 7608 | 11 | 312 | 24 | 317 | 13 | 2 | 46 | 4.94 | 1.01 | 106 | 100300 | 5.094 | 0 | -160.1152 | 0.2 | 0 | 0 | 0 | 0 | 0 | 0 | 0 | 0 | 0 | 0 | 0 | 0 | 0 | 0 | 0 | 0 | 0 | 0
|  | 7609 | 11 | 313 | 1 | 318 | 14 | 3 | 46 | 4.91 | 1.27 | 55 | 100300 | 5.123 | 0 | 172.3544 | 0.2 | 0 | 0 | 0 | 0 | 0 | 0 | 0 | 0 | 0 | 0 | 0 | 0 | 0 | 0 | 0 | 0 | 0 | 0
|  | 7610 | 11 | 314 | 2 | 318 | 14 | 3 | 46 | 4.77 | 1.54 | 51 | 100359 | 5.019 | 0 | 146.338 | 0.2 | 0 | 0 | 0 | 0 | 0 | 0 | 0 | 0 | 0 | 0 | 0 | 0 | 0 | 0 | 0 | 0 | 0 | 0
|  | 7611 | 11 | 315 | 3 | 318 | 14 | 3 | 46 | 4.64 | 1.81 | 46 | 100418 | 4.92 | 0 | 125.7417 | 0.2 | 0 | 0 | 0 | 0 | 0 | 0 | 0 | 0 | 0 | 0 | 0 | 0 | 0 | 0 | 0 | 0 | 0 | 0
|  | 7612 | 11 | 316 | 4 | 318 | 14 | 3 | 46 | 4.51 | 2.08 | 42 | 100477 | 4.822 | 0 | 109.8876 | 0.2 | 0 | 0 | 0 | 0 | 0 | 0 | 0 | 0 | 0 | 0 | 0 | 0 | 0 | 0 | 0 | 0 | 0 | 0
|  | 7613 | 11 | 317 | 5 | 318 | 14 | 3 | 46 | 4.36 | 2.5 | 43 | 100497 | 4.722 | 0 | 96.9694 | 0.2 | 0 | 0 | 0 | 0 | 0 | 0 | 0 | 0 | 0 | 0 | 0 | 0 | 0 | 0 | 0 | 0 | 0 | 0
|  | 7614 | 11 | 318 | 6 | 318 | 14 | 3 | 46 | 4.21 | 2.92 | 43 | 100516 | 4.623 | 0 | 85.5859 | 0.2 | 0 | 0 | 0 | 0 | 0 | 0 | 0 | 0 | 0 | 0 | 0 | 0 | 0 | 0 | 0 | 0 | 0 | 0
|  | 7615 | 11 | 319 | 7 | 318 | 14 | 3 | 46 | 4.06 | 3.34 | 44 | 100536 | 4.527 | 0 | 74.7884 | 0.2 | 0 | 0 | 0 | 0 | 0 | 0 | 0 | 0 | 0 | 0 | 0 | 0 | 0 | 0 | 0 | 0 | 0 | 0
|  | 7616 | 11 | 320 | 8 | 318 | 14 | 3 | 46 | 4.26 | 3.82 | 49 | 100575 | 4.469 | 0 | 63.8985 | 0.2 | 0 | 0 | 0 | 0 | 0 | 0 | 0 | 0 | 0 | 0 | 0 | 0 | 0 | 0 | 0 | 0 | 0 | 0
|  | 7617 | 11 | 321 | 9 | 318 | 14 | 3 | 46 | 4.46 | 4.29 | 54 | 100615 | 4.41 | 6.7486 | 52.3889 | 0.2 | 12.4291 | 12.4291 | 12.4291 | 12.4291 | 12.4291 | 12.4291 | 12.4291 | 12.4291 | 19.7946 | 19.7946 | 19.7946 | 19.7946 | 19.7946 | 19.7946 | 19.7946 | 19.7946 | 24 | 24
|  | 7618 | 11 | 322 | 10 | 318 | 14 | 3 | 46 | 4.66 | 4.77 | 59 | 100654 | 4.347 | 13.8986 | 39.8578 | 0.2 | 48.7985 | 48.7985 | 149.0573 | 48.7985 | 168.8863 | 48.7985 | 48.7985 | 48.7985 | 63.8415 | 63.8415 | 162.1075 | 63.8415 | 176.1288 | 63.8415 | 63.8415 | 63.8415 | 106.1779 | 67.4675
|  | 7619 | 11 | 323 | 11 | 318 | 14 | 3 | 46 | 5.11 | 5.1 | 61 | 100657 | 4.139 | 19.3016 | 26.0967 | 0.2 | 77.7974 | 77.7974 | 365.1171 | 77.7974 | 664.3756 | 77.7974 | 77.7974 | 77.7974 | 73.8323 | 73.8323 | 438.7528 | 73.8323 | 650.3606 | 73.8323 | 73.8323 | 73.8323 | 290.461 | 61.7052
|  | 7620 | 11 | 324 | 12 | 318 | 14 | 3 | 46 | 5.56 | 5.43 | 63 | 100661 | 3.913 | 22.4802 | 11.2276 | 0.2 | 103.6987 | 103.6987 | 190.9231 | 103.6987 | 543.1041 | 103.6987 | 103.6987 | 103.6987 | 117.1975 | 117.1975 | 309.9564 | 117.1975 | 558.986 | 117.1975 | 186.6026 | 117.1975 | 297.7905 | 112.4126
|  | 7621 | 11 | 325 | 13 | 318 | 14 | 3 | 46 | 6.01 | 5.75 | 65 | 100664 | 3.668 | 23.0881 | -4.2143 | 0.2 | 73.0841 | 73.0841 | 73.0841 | 73.0841 | 106.5854 | 73.0841 | 75.5527 | 73.0841 | 113.3122 | 113.3122 | 121.6924 | 113.3122 | 147.127 | 113.3122 | 125.1835 | 113.3122 | 150.0156 | 135.6956
|  | 7622 | 11 | 326 | 14 | 318 | 14 | 3 | 46 | 6.12 | 5.65 | 63 | 100700 | 3.797 | 21.0521 | -19.4335 | 0.2 | 85.0605 | 85.0605 | 85.0605 | 85.0605 | 232.4274 | 85.0605 | 137.0535 | 85.0605 | 117.7972 | 117.7972 | 123.5647 | 117.7972 | 264.5335 | 117.7972 | 197.094 | 117.7972 | 191.298 | 131.1485
|  | 7623 | 11 | 327 | 15 | 318 | 14 | 3 | 46 | 6.24 | 5.54 | 61 | 100736 | 3.93 | 16.608 | -33.7397 | 0.2 | 77.9573 | 77.9573 | 77.9573 | 77.9573 | 284.1204 | 77.9573 | 215.6576 | 77.9573 | 102.0288 | 102.0288 | 102.0288 | 102.0288 | 300.0958 | 102.0288 | 251.6852 | 102.0288 | 182.9078 | 108.9619
|  | 7624 | 11 | 328 | 16 | 318 | 14 | 3 | 46 | 6.35 | 5.43 | 59 | 100772 | 4.063 | 10.1929 | -46.822 | 0.2 | 49.0767 | 49.0767 | 49.0767 | 49.0767 | 175.9122 | 49.0767 | 184.247 | 49.0767 | 65.9563 | 65.9563 | 65.9563 | 65.9563 | 179.2088 | 65.9563 | 185.1024 | 65.9563 | 104.4918 | 71.1641
|  | 7625 | 11 | 329 | 17 | 318 | 14 | 3 | 46 | 5.66 | 4.96 | 56 | 100860 | 4.054 | 2.2957 | -58.7564 | 0.2 | 12.629 | 12.629 | 12.629 | 12.629 | 39.1246 | 12.629 | 56.3035 | 12.629 | 18.2077 | 18.2077 | 18.2077 | 18.2077 | 38.3911 | 18.2077 | 50.5384 | 18.2077 | 22.631 | 20.5831
|  | 7626 | 11 | 330 | 18 | 318 | 14 | 3 | 46 | 4.98 | 4.48 | 53 | 100949 | 4.039 | 0 | -69.8705 | 0.2 | 0 | 0 | 0 | 0 | 0 | 0 | 0 | 0 | 0 | 0 | 0 | 0 | 0 | 0 | 0 | 0 | 0 | 0
|  | 7627 | 11 | 331 | 19 | 318 | 14 | 3 | 46 | 4.29 | 4 | 51 | 101037 | 4.012 | 0 | -80.6368 | 0.2 | 0 | 0 | 0 | 0 | 0 | 0 | 0 | 0 | 0 | 0 | 0 | 0 | 0 | 0 | 0 | 0 | 0 | 0
|  | 7628 | 11 | 332 | 20 | 318 | 14 | 3 | 46 | 3.88 | 3.57 | 52 | 101080 | 4.038 | 0 | -91.6556 | 0.2 | 0 | 0 | 0 | 0 | 0 | 0 | 0 | 0 | 0 | 0 | 0 | 0 | 0 | 0 | 0 | 0 | 0 | 0
|  | 7629 | 11 | 333 | 21 | 318 | 14 | 3 | 46 | 3.47 | 3.14 | 53 | 101123 | 4.06 | 0 | -103.7321 | 0.2 | 0 | 0 | 0 | 0 | 0 | 0 | 0 | 0 | 0 | 0 | 0 | 0 | 0 | 0 | 0 | 0 | 0 | 0
|  | 7630 | 11 | 334 | 22 | 318 | 14 | 3 | 46 | 3.05 | 2.72 | 54 | 101165 | 4.073 | 0 | -118.0391 | 0.2 | 0 | 0 | 0 | 0 | 0 | 0 | 0 | 0 | 0 | 0 | 0 | 0 | 0 | 0 | 0 | 0 | 0 | 0
|  | 7631 | 11 | 335 | 23 | 318 | 14 | 3 | 46 | 2.85 | 2.59 | 57 | 101178 | 4.07 | 0 | -136.254 | 0.2 | 0 | 0 | 0 | 0 | 0 | 0 | 0 | 0 | 0 | 0 | 0 | 0 | 0 | 0 | 0 | 0 | 0 | 0
|  | 7632 | 11 | 336 | 24 | 318 | 14 | 3 | 46 | 2.65 | 2.47 | 60 | 101191 | 4.067 | 0 | -159.9326 | 0.2 | 0 | 0 | 0 | 0 | 0 | 0 | 0 | 0 | 0 | 0 | 0 | 0 | 0 | 0 | 0 | 0 | 0 | 0
|  | 7633 | 11 | 337 | 1 | 319 | 15 | 4 | 46 | 2.45 | 2.34 | 62 | 101204 | 4.062 | 0 | 172.3802 | 0.2 | 0 | 0 | 0 | 0 | 0 | 0 | 0 | 0 | 0 | 0 | 0 | 0 | 0 | 0 | 0 | 0 | 0 | 0
|  | 7634 | 11 | 338 | 2 | 319 | 15 | 4 | 46 | 2.6 | 2.4 | 57 | 101231 | 4.103 | 0 | 146.2205 | 0.2 | 0 | 0 | 0 | 0 | 0 | 0 | 0 | 0 | 0 | 0 | 0 | 0 | 0 | 0 | 0 | 0 | 0 | 0
|  | 7635 | 11 | 339 | 3 | 319 | 15 | 4 | 46 | 2.75 | 2.46 | 51 | 101257 | 4.145 | 0 | 125.5649 | 0.2 | 0 | 0 | 0 | 0 | 0 | 0 | 0 | 0 | 0 | 0 | 0 | 0 | 0 | 0 | 0 | 0 | 0 | 0
|  | 7636 | 11 | 340 | 4 | 319 | 15 | 4 | 46 | 2.91 | 2.51 | 45 | 101283 | 4.189 | 0 | 109.7022 | 0.2 | 0 | 0 | 0 | 0 | 0 | 0 | 0 | 0 | 0 | 0 | 0 | 0 | 0 | 0 | 0 | 0 | 0 | 0
|  | 7637 | 11 | 341 | 5 | 319 | 15 | 4 | 46 | 2.92 | 2.62 | 48 | 101296 | 4.206 | 0 | 96.7928 | 0.2 | 0 | 0 | 0 | 0 | 0 | 0 | 0 | 0 | 0 | 0 | 0 | 0 | 0 | 0 | 0 | 0 | 0 | 0
|  | 7638 | 11 | 342 | 6 | 319 | 15 | 4 | 46 | 2.94 | 2.72 | 52 | 101309 | 4.225 | 0 | 85.4225 | 0.2 | 0 | 0 | 0 | 0 | 0 | 0 | 0 | 0 | 0 | 0 | 0 | 0 | 0 | 0 | 0 | 0 | 0 | 0
|  | 7639 | 11 | 343 | 7 | 319 | 15 | 4 | 46 | 2.96 | 2.83 | 56 | 101322 | 4.245 | 0 | 74.6396 | 0.2 | 0 | 0 | 0 | 0 | 0 | 0 | 0 | 0 | 0 | 0 | 0 | 0 | 0 | 0 | 0 | 0 | 0 | 0
|  | 7640 | 11 | 344 | 8 | 319 | 15 | 4 | 46 | 3.61 | 2.68 | 59 | 101329 | 4.378 | 0 | 63.7659 | 0.2 | 0 | 0 | 0 | 0 | 0 | 0 | 0 | 0 | 0 | 0 | 0 | 0 | 0 | 0 | 0 | 0 | 0 | 0
|  | 7641 | 11 | 345 | 9 | 319 | 15 | 4 | 46 | 4.27 | 2.53 | 62 | 101336 | 4.516 | 6.5127 | 52.2767 | 0.2 | 5.1217 | 5.1217 | 5.1217 | 5.1217 | 5.1217 | 5.1217 | 5.1217 | 5.1217 | 8.2074 | 8.2074 | 8.2074 | 8.2074 | 8.2074 | 8.2074 | 8.2074 | 8.2074 | 10 | 10
|  | 7642 | 11 | 346 | 10 | 319 | 15 | 4 | 46 | 4.92 | 2.39 | 66 | 101342 | 4.654 | 13.6509 | 39.7734 | 0.2 | 24.4829 | 24.4829 | 24.4829 | 24.4829 | 24.4829 | 24.4829 | 24.4829 | 24.4829 | 38.8652 | 38.8652 | 38.8652 | 38.8652 | 38.8652 | 38.8652 | 38.8652 | 38.8652 | 47 | 47
|  | 7643 | 11 | 347 | 11 | 319 | 15 | 4 | 46 | 5.69 | 2.58 | 63 | 101277 | 4.793 | 19.0444 | 26.0504 | 0.2 | 26.5599 | 26.5599 | 26.5599 | 26.5599 | 26.5599 | 26.5599 | 26.5599 | 26.5599 | 42.1682 | 42.1682 | 42.1682 | 42.1682 | 42.1682 | 42.1682 | 42.1682 | 42.1682 | 51 | 51
|  | 7644 | 11 | 348 | 12 | 319 | 15 | 4 | 46 | 6.45 | 2.78 | 61 | 101211 | 4.927 | 22.2194 | 11.2295 | 0.2 | 42.1786 | 42.1786 | 42.507 | 42.1786 | 43.8328 | 42.1786 | 42.1786 | 42.1786 | 66.6252 | 66.6252 | 67.3446 | 66.6252 | 68.282 | 66.6252 | 66.8801 | 66.6252 | 81 | 80.3111
|  | 7645 | 11 | 349 | 13 | 319 | 15 | 4 | 46 | 7.21 | 2.98 | 59 | 101145 | 5.06 | 22.8321 | -4.1597 | 0.2 | 43.7024 | 43.7024 | 43.7024 | 43.7024 | 45.7169 | 43.7024 | 43.8489 | 43.7024 | 68.9977 | 68.9977 | 69.4954 | 68.9977 | 71.0234 | 68.9977 | 69.7026 | 68.9977 | 84 | 83.1496
|  | 7646 | 11 | 350 | 14 | 319 | 15 | 4 | 46 | 7.23 | 3.09 | 56 | 101126 | 5.084 | 20.8095 | -19.3309 | 0.2 | 49.159 | 49.159 | 49.159 | 49.159 | 56.424 | 49.159 | 51.7075 | 49.159 | 77.3211 | 77.3211 | 77.5881 | 77.3211 | 84.5274 | 77.3211 | 81.1923 | 77.3211 | 96 | 93.0739
|  | 7647 | 11 | 351 | 15 | 319 | 15 | 4 | 46 | 7.25 | 3.2 | 54 | 101106 | 5.108 | 16.3842 | -33.5999 | 0.2 | 62.7092 | 62.7092 | 62.7092 | 62.7092 | 142.0513 | 62.7092 | 115.4238 | 62.7092 | 92.3733 | 92.3733 | 92.3733 | 92.3733 | 168.2807 | 92.3733 | 149.4522 | 92.3733 | 135.2761 | 107.2689
|  | 7648 | 11 | 352 | 16 | 319 | 15 | 4 | 46 | 7.27 | 3.31 | 52 | 101087 | 5.133 | 9.9892 | -46.6564 | 0.2 | 31.5526 | 31.5526 | 31.5526 | 31.5526 | 44.5736 | 31.5526 | 45.3492 | 31.5526 | 49.5308 | 49.5308 | 49.5308 | 49.5308 | 61.1008 | 49.5308 | 61.6492 | 49.5308 | 63 | 59.6586
|  | 7649 | 11 | 353 | 17 | 319 | 15 | 4 | 46 | 6.53 | 3.37 | 51 | 101077 | 5.027 | 2.1104 | -58.5727 | 0.2 | 14.674 | 14.674 | 14.674 | 14.674 | 57.2484 | 14.674 | 84.3474 | 14.674 | 20.2387 | 20.2387 | 20.2387 | 20.2387 | 52.4709 | 20.2387 | 71.6328 | 20.2387 | 25.0465 | 22.0376
|  | 7650 | 11 | 354 | 18 | 319 | 15 | 4 | 46 | 5.78 | 3.44 | 50 | 101067 | 4.913 | 0 | -69.6722 | 0.2 | 0 | 0 | 0 | 0 | 0 | 0 | 0 | 0 | 0 | 0 | 0 | 0 | 0 | 0 | 0 | 0 | 0 | 0
|  | 7651 | 11 | 355 | 19 | 319 | 15 | 4 | 46 | 5.04 | 3.5 | 50 | 101057 | 4.8 | 0 | -80.4237 | 0.2 | 0 | 0 | 0 | 0 | 0 | 0 | 0 | 0 | 0 | 0 | 0 | 0 | 0 | 0 | 0 | 0 | 0 | 0
|  | 7652 | 11 | 356 | 20 | 319 | 15 | 4 | 46 | 4.77 | 3.14 | 52 | 101031 | 4.773 | 0 | -91.4254 | 0.2 | 0 | 0 | 0 | 0 | 0 | 0 | 0 | 0 | 0 | 0 | 0 | 0 | 0 | 0 | 0 | 0 | 0 | 0
|  | 7653 | 11 | 357 | 21 | 319 | 15 | 4 | 46 | 4.5 | 2.77 | 54 | 101005 | 4.744 | 0 | -103.4821 | 0.2 | 0 | 0 | 0 | 0 | 0 | 0 | 0 | 0 | 0 | 0 | 0 | 0 | 0 | 0 | 0 | 0 | 0 | 0
|  | 7654 | 11 | 358 | 22 | 319 | 15 | 4 | 46 | 4.23 | 2.4 | 57 | 100978 | 4.716 | 0 | -117.7715 | 0.2 | 0 | 0 | 0 | 0 | 0 | 0 | 0 | 0 | 0 | 0 | 0 | 0 | 0 | 0 | 0 | 0 | 0 | 0
|  | 7655 | 11 | 359 | 23 | 319 | 15 | 4 | 46 | 4.05 | 2.31 | 57 | 100952 | 4.682 | 0 | -135.9914 | 0.2 | 0 | 0 | 0 | 0 | 0 | 0 | 0 | 0 | 0 | 0 | 0 | 0 | 0 | 0 | 0 | 0 | 0 | 0
|  | 7656 | 11 | 360 | 24 | 319 | 15 | 4 | 46 | 3.87 | 2.23 | 56 | 100926 | 4.648 | 0 | -159.7448 | 0.2 | 0 | 0 | 0 | 0 | 0 | 0 | 0 | 0 | 0 | 0 | 0 | 0 | 0 | 0 | 0 | 0 | 0 | 0
|  | 7657 | 11 | 361 | 1 | 320 | 16 | 5 | 46 | 3.69 | 2.14 | 56 | 100900 | 4.615 | 0 | 172.4127 | 0.2 | 0 | 0 | 0 | 0 | 0 | 0 | 0 | 0 | 0 | 0 | 0 | 0 | 0 | 0 | 0 | 0 | 0 | 0
|  | 7658 | 11 | 362 | 2 | 320 | 16 | 5 | 46 | 3.51 | 2.02 | 59 | 100883 | 4.59 | 0 | 146.1095 | 0.2 | 0 | 0 | 0 | 0 | 0 | 0 | 0 | 0 | 0 | 0 | 0 | 0 | 0 | 0 | 0 | 0 | 0 | 0
|  | 7659 | 11 | 363 | 3 | 320 | 16 | 5 | 46 | 3.33 | 1.9 | 63 | 100867 | 4.565 | 0 | 125.3946 | 0.2 | 0 | 0 | 0 | 0 | 0 | 0 | 0 | 0 | 0 | 0 | 0 | 0 | 0 | 0 | 0 | 0 | 0 | 0
|  | 7660 | 11 | 364 | 4 | 320 | 16 | 5 | 46 | 3.16 | 1.78 | 67 | 100851 | 4.542 | 0 | 109.5229 | 0.2 | 0 | 0 | 0 | 0 | 0 | 0 | 0 | 0 | 0 | 0 | 0 | 0 | 0 | 0 | 0 | 0 | 0 | 0
|  | 7661 | 11 | 365 | 5 | 320 | 16 | 5 | 46 | 3 | 1.74 | 69 | 100818 | 4.514 | 0 | 96.622 | 0.2 | 0 | 0 | 0 | 0 | 0 | 0 | 0 | 0 | 0 | 0 | 0 | 0 | 0 | 0 | 0 | 0 | 0 | 0
|  | 7662 | 11 | 366 | 6 | 320 | 16 | 5 | 46 | 2.84 | 1.71 | 71 | 100785 | 4.485 | 0 | 85.2648 | 0.2 | 0 | 0 | 0 | 0 | 0 | 0 | 0 | 0 | 0 | 0 | 0 | 0 | 0 | 0 | 0 | 0 | 0 | 0
|  | 7663 | 11 | 367 | 7 | 320 | 16 | 5 | 46 | 2.69 | 1.67 | 73 | 100752 | 4.459 | 0 | 74.4962 | 0.2 | 0 | 0 | 0 | 0 | 0 | 0 | 0 | 0 | 0 | 0 | 0 | 0 | 0 | 0 | 0 | 0 | 0 | 0
|  | 7664 | 11 | 368 | 8 | 320 | 16 | 5 | 46 | 3.35 | 1.71 | 72 | 100749 | 4.604 | 0 | 63.6387 | 0.2 | 0 | 0 | 0 | 0 | 0 | 0 | 0 | 0 | 0 | 0 | 0 | 0 | 0 | 0 | 0 | 0 | 0 | 0
|  | 7665 | 11 | 369 | 9 | 320 | 16 | 5 | 46 | 4.02 | 1.75 | 71 | 100746 | 4.755 | 6.2799 | 52.1698 | 0.2 | 2.0384 | 2.0384 | 2.0384 | 2.0384 | 2.0384 | 2.0384 | 2.0384 | 2.0384 | 3.2757 | 3.2757 | 3.2757 | 3.2757 | 3.2757 | 3.2757 | 3.2757 | 3.2757 | 4 | 4
|  | 7666 | 11 | 370 | 10 | 320 | 16 | 5 | 46 | 4.68 | 1.79 | 71 | 100742 | 4.905 | 13.4069 | 39.694 | 0.2 | 9.2624 | 9.2624 | 9.2624 | 9.2624 | 9.2624 | 9.2624 | 9.2624 | 9.2624 | 14.8039 | 14.8039 | 14.8039 | 14.8039 | 14.8039 | 14.8039 | 14.8039 | 14.8039 | 18 | 18
|  | 7667 | 11 | 371 | 11 | 320 | 16 | 5 | 46 | 5.6 | 1.7 | 68 | 100670 | 5.077 | 18.7916 | 26.0086 | 0.2 | 12.3956 | 12.3956 | 12.3956 | 12.3956 | 12.3956 | 12.3956 | 12.3956 | 12.3956 | 19.7709 | 19.7709 | 19.7709 | 19.7709 | 19.7709 | 19.7709 | 19.7709 | 19.7709 | 24 | 24
|  | 7668 | 11 | 372 | 12 | 320 | 16 | 5 | 46 | 6.51 | 1.61 | 66 | 100598 | 5.244 | 21.9635 | 11.235 | 0.2 | 70.1967 | 70.1967 | 81.7133 | 70.1967 | 128.1739 | 70.1967 | 70.1967 | 70.1967 | 104.3111 | 104.3111 | 129.3107 | 104.3111 | 162.1634 | 104.3111 | 113.0238 | 104.3111 | 145.2175 | 121.3793
|  | 7669 | 11 | 373 | 13 | 320 | 16 | 5 | 46 | 7.43 | 1.52 | 64 | 100526 | 5.412 | 22.5816 | -4.1028 | 0.2 | 27.0954 | 27.0954 | 27.0954 | 27.0954 | 27.0954 | 27.0954 | 27.0954 | 27.0954 | 43.0055 | 43.0055 | 43.0055 | 43.0055 | 43.0055 | 43.0055 | 43.0055 | 43.0055 | 52 | 52
|  | 7670 | 11 | 374 | 14 | 320 | 16 | 5 | 46 | 7.57 | 1.42 | 60 | 100493 | 5.444 | 20.5727 | -19.2272 | 0.2 | 34.517 | 34.517 | 34.517 | 34.517 | 34.517 | 34.517 | 34.517 | 34.517 | 54.6734 | 54.6734 | 54.6734 | 54.6734 | 54.6734 | 54.6734 | 54.6734 | 54.6734 | 66 | 66
|  | 7671 | 11 | 375 | 15 | 320 | 16 | 5 | 46 | 7.71 | 1.31 | 57 | 100461 | 5.476 | 16.1663 | -33.4601 | 0.2 | 44.9444 | 44.9444 | 44.9444 | 44.9444 | 56.7617 | 44.9444 | 52.7543 | 44.9444 | 70.5409 | 70.5409 | 70.5409 | 70.5409 | 81.8005 | 70.5409 | 78.9669 | 70.5409 | 89 | 84.8938
|  | 7672 | 11 | 376 | 16 | 320 | 16 | 5 | 46 | 7.85 | 1.21 | 54 | 100428 | 5.507 | 9.7916 | -46.4915 | 0.2 | 17.6506 | 17.6506 | 17.6506 | 17.6506 | 17.6506 | 17.6506 | 17.6506 | 17.6506 | 28.0726 | 28.0726 | 28.0726 | 28.0726 | 28.0726 | 28.0726 | 28.0726 | 28.0726 | 34 | 34
|  | 7673 | 11 | 377 | 17 | 320 | 16 | 5 | 46 | 6.72 | 1.29 | 62 | 100395 | 5.302 | 1.9309 | -58.3902 | 0.2 | 2.5565 | 2.5565 | 2.5565 | 2.5565 | 2.5565 | 2.5565 | 2.5565 | 2.5565 | 4.1006 | 4.1006 | 4.1006 | 4.1006 | 4.1006 | 4.1006 | 4.1006 | 4.1006 | 5 | 5
|  | 7674 | 11 | 378 | 18 | 320 | 16 | 5 | 46 | 5.58 | 1.36 | 69 | 100362 | 5.091 | 0 | -69.4753 | 0.2 | 0 | 0 | 0 | 0 | 0 | 0 | 0 | 0 | 0 | 0 | 0 | 0 | 0 | 0 | 0 | 0 | 0 | 0
|  | 7675 | 11 | 379 | 19 | 320 | 16 | 5 | 46 | 4.45 | 1.43 | 76 | 100330 | 4.88 | 0 | -80.2122 | 0.2 | 0 | 0 | 0 | 0 | 0 | 0 | 0 | 0 | 0 | 0 | 0 | 0 | 0 | 0 | 0 | 0 | 0 | 0
|  | 7676 | 11 | 380 | 20 | 320 | 16 | 5 | 46 | 3.88 | 1.57 | 87 | 100290 | 4.741 | 0 | -91.1968 | 0.2 | 0 | 0 | 0 | 0 | 0 | 0 | 0 | 0 | 0 | 0 | 0 | 0 | 0 | 0 | 0 | 0 | 0 | 0
|  | 7677 | 11 | 381 | 21 | 320 | 16 | 5 | 46 | 3.31 | 1.71 | 99 | 100251 | 4.605 | 0 | -103.2332 | 0.2 | 0 | 0 | 0 | 0 | 0 | 0 | 0 | 0 | 0 | 0 | 0 | 0 | 0 | 0 | 0 | 0 | 0 | 0
|  | 7678 | 11 | 382 | 22 | 320 | 16 | 5 | 46 | 2.74 | 1.85 | 111 | 100212 | 4.471 | 0 | -117.5041 | 0.2 | 0 | 0 | 0 | 0 | 0 | 0 | 0 | 0 | 0 | 0 | 0 | 0 | 0 | 0 | 0 | 0 | 0 | 0
|  | 7679 | 11 | 383 | 23 | 320 | 16 | 5 | 46 | 2.43 | 1.77 | 123 | 100153 | 4.414 | 0 | -135.7269 | 0.2 | 0 | 0 | 0 | 0 | 0 | 0 | 0 | 0 | 0 | 0 | 0 | 0 | 0 | 0 | 0 | 0 | 0 | 0
|  | 7680 | 11 | 384 | 24 | 320 | 16 | 5 | 46 | 2.11 | 1.68 | 135 | 100094 | 4.355 | 0 | -159.5521 | 0.2 | 0 | 0 | 0 | 0 | 0 | 0 | 0 | 0 | 0 | 0 | 0 | 0 | 0 | 0 | 0 | 0 | 0 | 0
|  | 7681 | 11 | 385 | 1 | 321 | 17 | 6 | 46 | 1.8 | 1.6 | 148 | 100035 | 4.299 | 0 | 172.4519 | 0.2 | 0 | 0 | 0 | 0 | 0 | 0 | 0 | 0 | 0 | 0 | 0 | 0 | 0 | 0 | 0 | 0 | 0 | 0
|  | 7682 | 11 | 386 | 2 | 321 | 17 | 6 | 46 | 2.5 | 1.66 | 154 | 99992 | 4.427 | 0 | 146.0054 | 0.2 | 0 | 0 | 0 | 0 | 0 | 0 | 0 | 0 | 0 | 0 | 0 | 0 | 0 | 0 | 0 | 0 | 0 | 0
|  | 7683 | 11 | 387 | 3 | 321 | 17 | 6 | 46 | 3.2 | 1.72 | 161 | 99949 | 4.555 | 0 | 125.2309 | 0.2 | 0 | 0 | 0 | 0 | 0 | 0 | 0 | 0 | 0 | 0 | 0 | 0 | 0 | 0 | 0 | 0 | 0 | 0
|  | 7684 | 11 | 388 | 4 | 321 | 17 | 6 | 46 | 3.91 | 1.78 | 168 | 99907 | 4.688 | 0 | 109.3499 | 0.2 | 0 | 0 | 0 | 0 | 0 | 0 | 0 | 0 | 0 | 0 | 0 | 0 | 0 | 0 | 0 | 0 | 0 | 0
|  | 7685 | 11 | 389 | 5 | 321 | 17 | 6 | 46 | 3.42 | 1.44 | 167 | 99845 | 4.557 | 0 | 96.4572 | 0.2 | 0 | 0 | 0 | 0 | 0 | 0 | 0 | 0 | 0 | 0 | 0 | 0 | 0 | 0 | 0 | 0 | 0 | 0
|  | 7686 | 11 | 390 | 6 | 321 | 17 | 6 | 46 | 2.93 | 1.11 | 165 | 99782 | 4.43 | 0 | 85.1127 | 0.2 | 0 | 0 | 0 | 0 | 0 | 0 | 0 | 0 | 0 | 0 | 0 | 0 | 0 | 0 | 0 | 0 | 0 | 0
|  | 7687 | 11 | 391 | 7 | 321 | 17 | 6 | 46 | 2.44 | 0.77 | 164 | 99720 | 4.305 | 0 | 74.3584 | 0.2 | 0 | 0 | 0 | 0 | 0 | 0 | 0 | 0 | 0 | 0 | 0 | 0 | 0 | 0 | 0 | 0 | 0 | 0
|  | 7688 | 11 | 392 | 8 | 321 | 17 | 6 | 46 | 3.54 | 0.58 | 166 | 99714 | 4.541 | 0 | 63.517 | 0.2 | 0 | 0 | 0 | 0 | 0 | 0 | 0 | 0 | 0 | 0 | 0 | 0 | 0 | 0 | 0 | 0 | 0 | 0
|  | 7689 | 11 | 393 | 9 | 321 | 17 | 6 | 46 | 4.64 | 0.4 | 169 | 99707 | 4.784 | 6.0503 | 52.0682 | 0.2 | 7.7179 | 7.7179 | 7.7179 | 7.7179 | 7.7179 | 7.7179 | 7.7179 | 7.7179 | 12.3361 | 12.3361 | 12.3361 | 12.3361 | 12.3361 | 12.3361 | 12.3361 | 12.3361 | 15 | 15
|  | 7690 | 11 | 394 | 10 | 321 | 17 | 6 | 46 | 5.74 | 0.21 | 172 | 99700 | 5.033 | 13.1668 | 39.6198 | 0.2 | 52.9689 | 52.9689 | 396.8568 | 52.9689 | 468.3657 | 52.9689 | 52.9689 | 52.9689 | 52.3607 | 52.3607 | 384.7314 | 52.3607 | 435.2959 | 52.3607 | 52.3607 | 52.3607 | 170.0552 | 43.8999
|  | 7691 | 11 | 395 | 11 | 321 | 17 | 6 | 46 | 7.53 | 0.46 | 177 | 99632 | 5.381 | 18.5433 | 25.9714 | 0.2 | 76.1767 | 76.1767 | 343.0561 | 76.1767 | 624.055 | 76.1767 | 76.1767 | 76.1767 | 74.9816 | 74.9816 | 408.2419 | 74.9816 | 606.9381 | 74.9816 | 74.9816 | 74.9816 | 268.9341 | 64.5123
|  | 7692 | 11 | 396 | 12 | 321 | 17 | 6 | 46 | 9.32 | 0.7 | 183 | 99563 | 5.724 | 21.7129 | 11.244 | 0.2 | 83.633 | 83.633 | 227.2385 | 83.633 | 805.9806 | 83.633 | 83.633 | 83.633 | 73.5764 | 73.5764 | 382.4972 | 73.5764 | 791.7296 | 73.5764 | 179.4084 | 73.5764 | 351.2508 | 57.9764
|  | 7693 | 11 | 397 | 13 | 321 | 17 | 6 | 46 | 11.11 | 0.95 | 188 | 99494 | 6.055 | 22.3369 | -4.0437 | 0.2 | 83.8593 | 83.8593 | 83.8593 | 83.8593 | 865.9012 | 83.8593 | 139.1437 | 83.8593 | 70.3986 | 70.3986 | 259.0862 | 70.3986 | 851.1654 | 70.3986 | 337.2703 | 70.3986 | 375.4333 | 53.3042
|  | 7694 | 11 | 398 | 14 | 321 | 17 | 6 | 46 | 10.89 | 0.99 | 174 | 99448 | 6.335 | 20.3419 | -19.1225 | 0.2 | 77.0714 | 77.0714 | 77.0714 | 77.0714 | 838.3011 | 77.0714 | 341.0057 | 77.0714 | 64.0552 | 64.0552 | 88.64 | 64.0552 | 813.5404 | 64.0552 | 461.8995 | 64.0552 | 346.5245 | 47.822
|  | 7695 | 11 | 399 | 15 | 321 | 17 | 6 | 46 | 10.67 | 1.03 | 160 | 99402 | 6.605 | 15.9545 | -33.3204 | 0.2 | 71.8737 | 71.8737 | 71.8737 | 71.8737 | 634.6357 | 71.8737 | 441.8257 | 71.8737 | 71.8911 | 71.8911 | 71.8911 | 71.8911 | 605.9678 | 71.8911 | 469.6305 | 71.8911 | 255.871 | 63.3345
|  | 7696 | 11 | 400 | 16 | 321 | 17 | 6 | 46 | 10.45 | 1.06 | 146 | 99356 | 6.868 | 9.5999 | -46.3274 | 0.2 | 48.6577 | 48.6577 | 48.6577 | 48.6577 | 445.6629 | 48.6577 | 464.4976 | 48.6577 | 53.4407 | 53.4407 | 53.4407 | 53.4407 | 402.9249 | 53.4407 | 416.2431 | 53.4407 | 147.531 | 50.2908
|  | 7697 | 11 | 401 | 17 | 321 | 17 | 6 | 46 | 9.18 | 1.15 | 140 | 99337 | 6.337 | 1.7575 | -58.209 | 0.2 | 14.3682 | 14.3682 | 14.3682 | 14.3682 | 215.6003 | 14.3682 | 339.0355 | 14.3682 | 18.2022 | 18.2022 | 18.2022 | 18.2022 | 168.7824 | 18.2022 | 256.0643 | 18.2022 | 30.5602 | 18.8398
|  | 7698 | 11 | 402 | 18 | 321 | 17 | 6 | 46 | 7.91 | 1.25 | 134 | 99317 | 5.844 | 0 | -69.28 | 0.2 | 0 | 0 | 0 | 0 | 0 | 0 | 0 | 0 | 0 | 0 | 0 | 0 | 0 | 0 | 0 | 0 | 0 | 0
|  | 7699 | 11 | 403 | 19 | 321 | 17 | 6 | 46 | 6.64 | 1.34 | 128 | 99297 | 5.384 | 0 | -80.0024 | 0.2 | 0 | 0 | 0 | 0 | 0 | 0 | 0 | 0 | 0 | 0 | 0 | 0 | 0 | 0 | 0 | 0 | 0 | 0
|  | 7700 | 11 | 404 | 20 | 321 | 17 | 6 | 46 | 6.25 | 1.59 | 133 | 99281 | 5.425 | 0 | -90.9698 | 0.2 | 0 | 0 | 0 | 0 | 0 | 0 | 0 | 0 | 0 | 0 | 0 | 0 | 0 | 0 | 0 | 0 | 0 | 0
|  | 7701 | 11 | 405 | 21 | 321 | 17 | 6 | 46 | 5.86 | 1.84 | 138 | 99265 | 5.46 | 0 | -102.9858 | 0.2 | 0 | 0 | 0 | 0 | 0 | 0 | 0 | 0 | 0 | 0 | 0 | 0 | 0 | 0 | 0 | 0 | 0 | 0
|  | 7702 | 11 | 406 | 22 | 321 | 17 | 6 | 46 | 5.47 | 2.1 | 143 | 99248 | 5.489 | 0 | -117.2371 | 0.2 | 0 | 0 | 0 | 0 | 0 | 0 | 0 | 0 | 0 | 0 | 0 | 0 | 0 | 0 | 0 | 0 | 0 | 0
|  | 7703 | 11 | 407 | 23 | 321 | 17 | 6 | 46 | 5.13 | 1.9 | 140 | 99209 | 5.405 | 0 | -135.4607 | 0.2 | 0 | 0 | 0 | 0 | 0 | 0 | 0 | 0 | 0 | 0 | 0 | 0 | 0 | 0 | 0 | 0 | 0 | 0
|  | 7704 | 11 | 408 | 24 | 321 | 17 | 6 | 46 | 4.79 | 1.71 | 138 | 99170 | 5.321 | 0 | -159.3547 | 0.2 | 0 | 0 | 0 | 0 | 0 | 0 | 0 | 0 | 0 | 0 | 0 | 0 | 0 | 0 | 0 | 0 | 0 | 0
|  | 7705 | 11 | 409 | 1 | 322 | 18 | 7 | 46 | 4.45 | 1.52 | 135 | 99130 | 5.239 | 0 | 172.4978 | 0.2 | 0 | 0 | 0 | 0 | 0 | 0 | 0 | 0 | 0 | 0 | 0 | 0 | 0 | 0 | 0 | 0 | 0 | 0
|  | 7706 | 11 | 410 | 2 | 322 | 18 | 7 | 46 | 3.83 | 1.46 | 124 | 99081 | 5.027 | 0 | 145.9083 | 0.2 | 0 | 0 | 0 | 0 | 0 | 0 | 0 | 0 | 0 | 0 | 0 | 0 | 0 | 0 | 0 | 0 | 0 | 0
|  | 7707 | 11 | 411 | 3 | 322 | 18 | 7 | 46 | 3.21 | 1.41 | 113 | 99032 | 4.822 | 0 | 125.0739 | 0.2 | 0 | 0 | 0 | 0 | 0 | 0 | 0 | 0 | 0 | 0 | 0 | 0 | 0 | 0 | 0 | 0 | 0 | 0
|  | 7708 | 11 | 412 | 4 | 322 | 18 | 7 | 46 | 2.6 | 1.35 | 102 | 98983 | 4.628 | 0 | 109.1832 | 0.2 | 0 | 0 | 0 | 0 | 0 | 0 | 0 | 0 | 0 | 0 | 0 | 0 | 0 | 0 | 0 | 0 | 0 | 0
|  | 7709 | 11 | 413 | 5 | 322 | 18 | 7 | 46 | 2.72 | 1.2 | 139 | 98966 | 4.668 | 0 | 96.2983 | 0.2 | 0 | 0 | 0 | 0 | 0 | 0 | 0 | 0 | 0 | 0 | 0 | 0 | 0 | 0 | 0 | 0 | 0 | 0
|  | 7710 | 11 | 414 | 6 | 322 | 18 | 7 | 46 | 2.84 | 1.06 | 177 | 98950 | 4.708 | 0 | 84.9665 | 0.2 | 0 | 0 | 0 | 0 | 0 | 0 | 0 | 0 | 0 | 0 | 0 | 0 | 0 | 0 | 0 | 0 | 0 | 0
|  | 7711 | 11 | 415 | 7 | 322 | 18 | 7 | 46 | 2.97 | 0.91 | 215 | 98934 | 4.752 | 0 | 74.2262 | 0.2 | 0 | 0 | 0 | 0 | 0 | 0 | 0 | 0 | 0 | 0 | 0 | 0 | 0 | 0 | 0 | 0 | 0 | 0
|  | 7712 | 11 | 416 | 8 | 322 | 18 | 7 | 46 | 3.6 | 0.98 | 244 | 98963 | 4.924 | 0 | 63.4008 | 0.2 | 0 | 0 | 0 | 0 | 0 | 0 | 0 | 0 | 0 | 0 | 0 | 0 | 0 | 0 | 0 | 0 | 0 | 0
|  | 7713 | 11 | 417 | 9 | 322 | 18 | 7 | 46 | 4.23 | 1.06 | 272 | 98993 | 5.102 | 5.8241 | 51.972 | 0.2 | 2.55 | 2.55 | 2.55 | 2.55 | 2.55 | 2.55 | 2.55 | 2.55 | 4.096 | 4.096 | 4.096 | 4.096 | 4.096 | 4.096 | 4.096 | 4.096 | 5 | 5
|  | 7714 | 11 | 418 | 10 | 322 | 18 | 7 | 46 | 4.85 | 1.13 | 301 | 99022 | 5.281 | 12.9306 | 39.5506 | 0.2 | 32.7409 | 32.7409 | 50.102 | 32.7409 | 53.7638 | 32.7409 | 32.7409 | 32.7409 | 49.5687 | 49.5687 | 66.2712 | 49.5687 | 68.8605 | 49.5687 | 49.5687 | 49.5687 | 64.4324 | 58.1726
|  | 7715 | 11 | 419 | 11 | 322 | 18 | 7 | 46 | 4.88 | 1.43 | 306 | 99006 | 5.231 | 18.2996 | 25.9386 | 0.2 | 17.6128 | 17.6128 | 17.6128 | 17.6128 | 17.6128 | 17.6128 | 17.6128 | 17.6128 | 28.0458 | 28.0458 | 28.0458 | 28.0458 | 28.0458 | 28.0458 | 28.0458 | 28.0458 | 34 | 34
|  | 7716 | 11 | 420 | 12 | 322 | 18 | 7 | 46 | 4.9 | 1.72 | 312 | 98989 | 5.179 | 21.4675 | 11.2565 | 0.2 | 22.3477 | 22.3477 | 22.3477 | 22.3477 | 22.3477 | 22.3477 | 22.3477 | 22.3477 | 35.5211 | 35.5211 | 35.5211 | 35.5211 | 35.5211 | 35.5211 | 35.5211 | 35.5211 | 43 | 43
|  | 7717 | 11 | 421 | 13 | 322 | 18 | 7 | 46 | 4.92 | 2.01 | 317 | 98973 | 5.125 | 22.0979 | -3.9823 | 0.2 | 26.565 | 26.565 | 26.565 | 26.565 | 26.565 | 26.565 | 26.565 | 26.565 | 42.1718 | 42.1718 | 42.1718 | 42.1718 | 42.1718 | 42.1718 | 42.1718 | 42.1718 | 51 | 51
|  | 7718 | 11 | 422 | 14 | 322 | 18 | 7 | 46 | 5.08 | 2.06 | 316 | 98970 | 5.138 | 20.1171 | -19.0169 | 0.2 | 22.8681 | 22.8681 | 22.8681 | 22.8681 | 22.8681 | 22.8681 | 22.8681 | 22.8681 | 36.3477 | 36.3477 | 36.3477 | 36.3477 | 36.3477 | 36.3477 | 36.3477 | 36.3477 | 44 | 44
|  | 7719 | 11 | 423 | 15 | 322 | 18 | 7 | 46 | 5.24 | 2.1 | 314 | 98966 | 5.15 | 15.7488 | -33.1808 | 0.2 | 28.1716 | 28.1716 | 28.1716 | 28.1716 | 28.1716 | 28.1716 | 28.1716 | 28.1716 | 44.6836 | 44.6836 | 44.6836 | 44.6836 | 44.6836 | 44.6836 | 44.6836 | 44.6836 | 54 | 54
|  | 7720 | 11 | 424 | 16 | 322 | 18 | 7 | 46 | 5.4 | 2.14 | 312 | 98963 | 5.162 | 9.4144 | -46.1642 | 0.2 | 13.4402 | 13.4402 | 13.4402 | 13.4402 | 13.4402 | 13.4402 | 13.4402 | 13.4402 | 21.4267 | 21.4267 | 21.4267 | 21.4267 | 21.4267 | 21.4267 | 21.4267 | 21.4267 | 26 | 26
|  | 7721 | 11 | 425 | 17 | 322 | 18 | 7 | 46 | 5.08 | 2.55 | 312 | 98983 | 5.149 | 1.5901 | -58.0291 | 0.2 | 6.6659 | 6.6659 | 6.6659 | 6.6659 | 7.9183 | 6.6659 | 8.6724 | 6.6659 | 10.5719 | 10.5719 | 10.5719 | 10.5719 | 11.5039 | 10.5719 | 12.0371 | 10.5719 | 12.8594 | 12.7938
|  | 7722 | 11 | 426 | 18 | 322 | 18 | 7 | 46 | 4.77 | 2.97 | 312 | 99002 | 5.138 | 0 | -69.0864 | 0.2 | 0 | 0 | 0 | 0 | 0 | 0 | 0 | 0 | 0 | 0 | 0 | 0 | 0 | 0 | 0 | 0 | 0 | 0
|  | 7723 | 11 | 427 | 19 | 322 | 18 | 7 | 46 | 4.45 | 3.38 | 313 | 99022 | 5.121 | 0 | -79.7946 | 0.2 | 0 | 0 | 0 | 0 | 0 | 0 | 0 | 0 | 0 | 0 | 0 | 0 | 0 | 0 | 0 | 0 | 0 | 0
|  | 7724 | 11 | 428 | 20 | 322 | 18 | 7 | 46 | 4.17 | 2.88 | 313 | 99025 | 5.04 | 0 | -90.7448 | 0.2 | 0 | 0 | 0 | 0 | 0 | 0 | 0 | 0 | 0 | 0 | 0 | 0 | 0 | 0 | 0 | 0 | 0 | 0
|  | 7725 | 11 | 429 | 21 | 322 | 18 | 7 | 46 | 3.89 | 2.39 | 314 | 99029 | 4.96 | 0 | -102.7399 | 0.2 | 0 | 0 | 0 | 0 | 0 | 0 | 0 | 0 | 0 | 0 | 0 | 0 | 0 | 0 | 0 | 0 | 0 | 0
|  | 7726 | 11 | 430 | 22 | 322 | 18 | 7 | 46 | 3.61 | 1.89 | 314 | 99032 | 4.881 | 0 | -116.9708 | 0.2 | 0 | 0 | 0 | 0 | 0 | 0 | 0 | 0 | 0 | 0 | 0 | 0 | 0 | 0 | 0 | 0 | 0 | 0
|  | 7727 | 11 | 431 | 23 | 322 | 18 | 7 | 46 | 3.72 | 1.86 | 313 | 99025 | 4.932 | 0 | -135.1931 | 0.2 | 0 | 0 | 0 | 0 | 0 | 0 | 0 | 0 | 0 | 0 | 0 | 0 | 0 | 0 | 0 | 0 | 0 | 0
|  | 7728 | 11 | 432 | 24 | 322 | 18 | 7 | 46 | 3.82 | 1.83 | 313 | 99019 | 4.981 | 0 | -159.1525 | 0.2 | 0 | 0 | 0 | 0 | 0 | 0 | 0 | 0 | 0 | 0 | 0 | 0 | 0 | 0 | 0 | 0 | 0 | 0
|  | 7729 | 11 | 433 | 1 | 323 | 19 | 1 | 47 | 3.93 | 1.79 | 312 | 99012 | 5.033 | 0 | 172.5504 | 0.2 | 0 | 0 | 0 | 0 | 0 | 0 | 0 | 0 | 0 | 0 | 0 | 0 | 0 | 0 | 0 | 0 | 0 | 0
|  | 7730 | 11 | 434 | 2 | 323 | 19 | 1 | 47 | 4.05 | 1.97 | 310 | 99006 | 5.045 | 0 | 145.8181 | 0.2 | 0 | 0 | 0 | 0 | 0 | 0 | 0 | 0 | 0 | 0 | 0 | 0 | 0 | 0 | 0 | 0 | 0 | 0
|  | 7731 | 11 | 435 | 3 | 323 | 19 | 1 | 47 | 4.18 | 2.14 | 307 | 98999 | 5.06 | 0 | 124.9237 | 0.2 | 0 | 0 | 0 | 0 | 0 | 0 | 0 | 0 | 0 | 0 | 0 | 0 | 0 | 0 | 0 | 0 | 0 | 0
|  | 7732 | 11 | 436 | 4 | 323 | 19 | 1 | 47 | 4.31 | 2.32 | 305 | 98993 | 5.075 | 0 | 109.0229 | 0.2 | 0 | 0 | 0 | 0 | 0 | 0 | 0 | 0 | 0 | 0 | 0 | 0 | 0 | 0 | 0 | 0 | 0 | 0
|  | 7733 | 11 | 437 | 5 | 323 | 19 | 1 | 47 | 4.35 | 2.24 | 308 | 98996 | 5.104 | 0 | 96.1456 | 0.2 | 0 | 0 | 0 | 0 | 0 | 0 | 0 | 0 | 0 | 0 | 0 | 0 | 0 | 0 | 0 | 0 | 0 | 0
|  | 7734 | 11 | 438 | 6 | 323 | 19 | 1 | 47 | 4.39 | 2.17 | 310 | 98999 | 5.132 | 0 | 84.826 | 0.2 | 0 | 0 | 0 | 0 | 0 | 0 | 0 | 0 | 0 | 0 | 0 | 0 | 0 | 0 | 0 | 0 | 0 | 0
|  | 7735 | 11 | 439 | 7 | 323 | 19 | 1 | 47 | 4.44 | 2.1 | 313 | 99002 | 5.165 | 0 | 74.0996 | 0.2 | 0 | 0 | 0 | 0 | 0 | 0 | 0 | 0 | 0 | 0 | 0 | 0 | 0 | 0 | 0 | 0 | 0 | 0
|  | 7736 | 11 | 440 | 8 | 323 | 19 | 1 | 47 | 4.55 | 2.61 | 316 | 99025 | 5.209 | 0 | 63.29 | 0.2 | 0 | 0 | 0 | 0 | 0 | 0 | 0 | 0 | 0 | 0 | 0 | 0 | 0 | 0 | 0 | 0 | 0 | 0
|  | 7737 | 11 | 441 | 9 | 323 | 19 | 1 | 47 | 4.67 | 3.12 | 320 | 99048 | 5.257 | 5.6013 | 51.8811 | 0.2 | 2.0381 | 2.0381 | 2.0381 | 2.0381 | 2.0381 | 2.0381 | 2.0381 | 2.0381 | 3.2755 | 3.2755 | 3.2755 | 3.2755 | 3.2755 | 3.2755 | 3.2755 | 3.2755 | 4 | 4
|  | 7738 | 11 | 442 | 10 | 323 | 19 | 1 | 47 | 4.78 | 3.63 | 323 | 99071 | 5.302 | 12.6985 | 39.4864 | 0.2 | 22.9057 | 22.9057 | 22.9057 | 22.9057 | 22.9057 | 22.9057 | 22.9057 | 22.9057 | 36.3742 | 36.3742 | 36.3742 | 36.3742 | 36.3742 | 36.3742 | 36.3742 | 36.3742 | 44 | 44
|  | 7739 | 11 | 443 | 11 | 323 | 19 | 1 | 47 | 4.56 | 3.2 | 324 | 99045 | 5.195 | 18.0607 | 25.9101 | 0.2 | 50.8806 | 50.8806 | 66.5381 | 50.8806 | 83.1115 | 50.8806 | 50.8806 | 50.8806 | 76.5458 | 76.5458 | 95.8797 | 76.5458 | 107.5988 | 76.5458 | 76.5458 | 76.5458 | 101.2043 | 89.5195
|  | 7740 | 11 | 444 | 12 | 323 | 19 | 1 | 47 | 4.33 | 2.78 | 325 | 99019 | 5.086 | 21.2275 | 11.2724 | 0.2 | 31.8562 | 31.8562 | 31.8562 | 31.8562 | 31.8562 | 31.8562 | 31.8562 | 31.8562 | 50.4991 | 50.4991 | 50.4991 | 50.4991 | 50.4991 | 50.4991 | 50.4991 | 50.4991 | 61 | 61
|  | 7741 | 11 | 445 | 13 | 323 | 19 | 1 | 47 | 4.1 | 2.36 | 327 | 98993 | 4.979 | 21.8648 | -3.9188 | 0.2 | 31.8565 | 31.8565 | 31.8565 | 31.8565 | 31.8565 | 31.8565 | 31.8565 | 31.8565 | 50.4993 | 50.4993 | 50.4993 | 50.4993 | 50.4993 | 50.4993 | 50.4993 | 50.4993 | 61 | 61
|  | 7742 | 11 | 446 | 14 | 323 | 19 | 1 | 47 | 4.15 | 2.09 | 320 | 98966 | 4.935 | 19.8984 | -18.9105 | 0.2 | 21.2897 | 21.2897 | 21.2897 | 21.2897 | 21.2897 | 21.2897 | 21.2897 | 21.2897 | 33.8558 | 33.8558 | 33.8558 | 33.8558 | 33.8558 | 33.8558 | 33.8558 | 33.8558 | 41 | 41
|  | 7743 | 11 | 447 | 15 | 323 | 19 | 1 | 47 | 4.21 | 1.83 | 313 | 98940 | 4.894 | 15.5493 | -33.0415 | 0.2 | 44.333 | 44.333 | 44.333 | 44.333 | 57.3049 | 44.333 | 52.7704 | 44.333 | 69.5502 | 69.5502 | 69.5502 | 69.5502 | 81.7674 | 69.5502 | 78.561 | 69.5502 | 88 | 83.6942
|  | 7744 | 11 | 448 | 16 | 323 | 19 | 1 | 47 | 4.26 | 1.56 | 307 | 98914 | 4.848 | 9.2349 | -46.002 | 0.2 | 21.2271 | 21.2271 | 21.2271 | 21.2271 | 22.5889 | 21.2271 | 22.6374 | 21.2271 | 33.6522 | 33.6522 | 33.6522 | 33.6522 | 34.8405 | 33.6522 | 34.8748 | 33.6522 | 41 | 40.6812
|  | 7745 | 11 | 449 | 17 | 323 | 19 | 1 | 47 | 3.95 | 1.71 | 292 | 98862 | 4.791 | 1.4288 | -57.8508 | 0.2 | 7.9946 | 7.9946 | 7.9946 | 7.9946 | 12.921 | 7.9946 | 15.833 | 7.9946 | 12.5867 | 12.5867 | 12.5867 | 12.5867 | 16.2335 | 12.5867 | 18.2926 | 12.5867 | 15.4238 | 15.1929
|  | 7746 | 11 | 450 | 18 | 323 | 19 | 1 | 47 | 3.65 | 1.85 | 277 | 98809 | 4.738 | 0 | -68.8946 | 0.2 | 0 | 0 | 0 | 0 | 0 | 0 | 0 | 0 | 0 | 0 | 0 | 0 | 0 | 0 | 0 | 0 | 0 | 0
|  | 7747 | 11 | 451 | 19 | 323 | 19 | 1 | 47 | 3.34 | 2 | 263 | 98757 | 4.681 | 0 | -79.5887 | 0.2 | 0 | 0 | 0 | 0 | 0 | 0 | 0 | 0 | 0 | 0 | 0 | 0 | 0 | 0 | 0 | 0 | 0 | 0
|  | 7748 | 11 | 452 | 20 | 323 | 19 | 1 | 47 | 3.14 | 2.45 | 249 | 98698 | 4.603 | 0 | -90.5217 | 0.2 | 0 | 0 | 0 | 0 | 0 | 0 | 0 | 0 | 0 | 0 | 0 | 0 | 0 | 0 | 0 | 0 | 0 | 0
|  | 7749 | 11 | 453 | 21 | 323 | 19 | 1 | 47 | 2.95 | 2.89 | 236 | 98639 | 4.528 | 0 | -102.4959 | 0.2 | 0 | 0 | 0 | 0 | 0 | 0 | 0 | 0 | 0 | 0 | 0 | 0 | 0 | 0 | 0 | 0 | 0 | 0
|  | 7750 | 11 | 454 | 22 | 323 | 19 | 1 | 47 | 2.75 | 3.34 | 222 | 98580 | 4.452 | 0 | -116.7055 | 0.2 | 0 | 0 | 0 | 0 | 0 | 0 | 0 | 0 | 0 | 0 | 0 | 0 | 0 | 0 | 0 | 0 | 0 | 0
|  | 7751 | 11 | 455 | 23 | 323 | 19 | 1 | 47 | 2.68 | 3.59 | 215 | 98508 | 4.375 | 0 | -134.9244 | 0.2 | 0 | 0 | 0 | 0 | 0 | 0 | 0 | 0 | 0 | 0 | 0 | 0 | 0 | 0 | 0 | 0 | 0 | 0
|  | 7752 | 11 | 456 | 24 | 323 | 19 | 1 | 47 | 2.62 | 3.84 | 207 | 98436 | 4.301 | 0 | -158.946 | 0.2 | 0 | 0 | 0 | 0 | 0 | 0 | 0 | 0 | 0 | 0 | 0 | 0 | 0 | 0 | 0 | 0 | 0 | 0
|  | 7753 | 11 | 457 | 1 | 324 | 20 | 2 | 47 | 2.55 | 4.1 | 199 | 98363 | 4.225 | 0 | 172.6097 | 0.2 | 0 | 0 | 0 | 0 | 0 | 0 | 0 | 0 | 0 | 0 | 0 | 0 | 0 | 0 | 0 | 0 | 0 | 0
|  | 7754 | 11 | 458 | 2 | 324 | 20 | 2 | 47 | 2.6 | 3.14 | 180 | 98311 | 4.291 | 0 | 145.7352 | 0.2 | 0 | 0 | 0 | 0 | 0 | 0 | 0 | 0 | 0 | 0 | 0 | 0 | 0 | 0 | 0 | 0 | 0 | 0
|  | 7755 | 11 | 459 | 3 | 324 | 20 | 2 | 47 | 2.65 | 2.19 | 162 | 98259 | 4.359 | 0 | 124.7804 | 0.2 | 0 | 0 | 0 | 0 | 0 | 0 | 0 | 0 | 0 | 0 | 0 | 0 | 0 | 0 | 0 | 0 | 0 | 0
|  | 7756 | 11 | 460 | 4 | 324 | 20 | 2 | 47 | 2.7 | 1.24 | 143 | 98206 | 4.426 | 0 | 108.8692 | 0.2 | 0 | 0 | 0 | 0 | 0 | 0 | 0 | 0 | 0 | 0 | 0 | 0 | 0 | 0 | 0 | 0 | 0 | 0
|  | 7757 | 11 | 461 | 5 | 324 | 20 | 2 | 47 | 2.63 | 1.22 | 126 | 98180 | 4.462 | 0 | 95.9989 | 0.2 | 0 | 0 | 0 | 0 | 0 | 0 | 0 | 0 | 0 | 0 | 0 | 0 | 0 | 0 | 0 | 0 | 0 | 0
|  | 7758 | 11 | 462 | 6 | 324 | 20 | 2 | 47 | 2.56 | 1.2 | 110 | 98154 | 4.496 | 0 | 84.6914 | 0.2 | 0 | 0 | 0 | 0 | 0 | 0 | 0 | 0 | 0 | 0 | 0 | 0 | 0 | 0 | 0 | 0 | 0 | 0
|  | 7759 | 11 | 463 | 7 | 324 | 20 | 2 | 47 | 2.5 | 1.17 | 93 | 98128 | 4.534 | 0 | 73.9786 | 0.2 | 0 | 0 | 0 | 0 | 0 | 0 | 0 | 0 | 0 | 0 | 0 | 0 | 0 | 0 | 0 | 0 | 0 | 0
|  | 7760 | 11 | 464 | 8 | 324 | 20 | 2 | 47 | 2.67 | 1.22 | 83 | 98141 | 4.58 | 0 | 63.1847 | 0.2 | 0 | 0 | 0 | 0 | 0 | 0 | 0 | 0 | 0 | 0 | 0 | 0 | 0 | 0 | 0 | 0 | 0 | 0
|  | 7761 | 11 | 465 | 9 | 324 | 20 | 2 | 47 | 2.84 | 1.27 | 73 | 98154 | 4.627 | 5.3822 | 51.7955 | 0.2 | 4.0919 | 4.0919 | 4.0919 | 4.0919 | 4.0919 | 4.0919 | 4.0919 | 4.0919 | 6.5621 | 6.5621 | 6.5621 | 6.5621 | 6.5621 | 6.5621 | 6.5621 | 6.5621 | 8 | 8
|  | 7762 | 11 | 466 | 10 | 324 | 20 | 2 | 47 | 3 | 1.32 | 63 | 98167 | 4.672 | 12.4705 | 39.4271 | 0.2 | 25.0099 | 25.0099 | 25.1716 | 25.0099 | 25.2065 | 25.0099 | 25.0099 | 25.0099 | 39.6683 | 39.6683 | 39.8224 | 39.6683 | 39.8471 | 39.6683 | 39.6683 | 39.6683 | 48 | 47.9437
|  | 7763 | 11 | 467 | 11 | 324 | 20 | 2 | 47 | 3.11 | 1.42 | 50 | 98160 | 4.643 | 17.8267 | 25.8861 | 0.2 | 17.0879 | 17.0879 | 17.0879 | 17.0879 | 17.0879 | 17.0879 | 17.0879 | 17.0879 | 27.216 | 27.216 | 27.216 | 27.216 | 27.216 | 27.216 | 27.216 | 27.216 | 33 | 33
|  | 7764 | 11 | 468 | 12 | 324 | 20 | 2 | 47 | 3.22 | 1.52 | 38 | 98154 | 4.613 | 20.9931 | 11.2916 | 0.2 | 27.0891 | 27.0891 | 27.0891 | 27.0891 | 27.0891 | 27.0891 | 27.0891 | 27.0891 | 43.001 | 43.001 | 43.001 | 43.001 | 43.001 | 43.001 | 43.001 | 43.001 | 52 | 52
|  | 7765 | 11 | 469 | 13 | 324 | 20 | 2 | 47 | 3.33 | 1.61 | 26 | 98147 | 4.583 | 21.6376 | -3.8533 | 0.2 | 35.5779 | 35.5779 | 35.5779 | 35.5779 | 35.5779 | 35.5779 | 35.5779 | 35.5779 | 56.3408 | 56.3408 | 56.3408 | 56.3408 | 56.3408 | 56.3408 | 56.3408 | 56.3408 | 68 | 68
|  | 7766 | 11 | 470 | 14 | 324 | 20 | 2 | 47 | 3.3 | 1.43 | 17 | 98190 | 4.601 | 19.686 | -18.8034 | 0.2 | 24.9747 | 24.9747 | 24.9747 | 24.9747 | 24.9747 | 24.9747 | 24.9747 | 24.9747 | 39.6716 | 39.6716 | 39.6716 | 39.6716 | 39.6716 | 39.6716 | 39.6716 | 39.6716 | 48 | 48
|  | 7767 | 11 | 471 | 15 | 324 | 20 | 2 | 47 | 3.28 | 1.24 | 7 | 98232 | 4.622 | 15.356 | -32.9025 | 0.2 | 13.4257 | 13.4257 | 13.4257 | 13.4257 | 13.4257 | 13.4257 | 13.4257 | 13.4257 | 21.4164 | 21.4164 | 21.4164 | 21.4164 | 21.4164 | 21.4164 | 21.4164 | 21.4164 | 26 | 26
|  | 7768 | 11 | 472 | 16 | 324 | 20 | 2 | 47 | 3.26 | 1.05 | 358 | 98275 | 4.644 | 9.0617 | -45.8409 | 0.2 | 9.2622 | 9.2622 | 9.2622 | 9.2622 | 9.2622 | 9.2622 | 9.2622 | 9.2622 | 14.8037 | 14.8037 | 14.8037 | 14.8037 | 14.8037 | 14.8037 | 14.8037 | 14.8037 | 18 | 18
|  | 7769 | 11 | 473 | 17 | 324 | 20 | 2 | 47 | 3.05 | 1.26 | 2 | 98304 | 4.613 | 1.2735 | -57.6741 | 0.2 | 10.513 | 10.513 | 10.513 | 10.513 | 38.6166 | 10.513 | 54.924 | 10.513 | 14.4967 | 14.4967 | 14.4967 | 14.4967 | 35.1951 | 14.4967 | 46.7261 | 14.4967 | 16.8958 | 15.7274
|  | 7770 | 11 | 474 | 18 | 324 | 20 | 2 | 47 | 2.84 | 1.48 | 5 | 98334 | 4.583 | 0 | -68.7048 | 0.2 | 0 | 0 | 0 | 0 | 0 | 0 | 0 | 0 | 0 | 0 | 0 | 0 | 0 | 0 | 0 | 0 | 0 | 0
|  | 7771 | 11 | 475 | 19 | 324 | 20 | 2 | 47 | 2.63 | 1.7 | 9 | 98363 | 4.553 | 0 | -79.385 | 0.2 | 0 | 0 | 0 | 0 | 0 | 0 | 0 | 0 | 0 | 0 | 0 | 0 | 0 | 0 | 0 | 0 | 0 | 0
|  | 7772 | 11 | 476 | 20 | 324 | 20 | 2 | 47 | 2.71 | 2.63 | 6 | 98396 | 4.58 | 0 | -90.3009 | 0.2 | 0 | 0 | 0 | 0 | 0 | 0 | 0 | 0 | 0 | 0 | 0 | 0 | 0 | 0 | 0 | 0 | 0 | 0
|  | 7773 | 11 | 477 | 21 | 324 | 20 | 2 | 47 | 2.8 | 3.56 | 3 | 98429 | 4.61 | 0 | -102.2538 | 0.2 | 0 | 0 | 0 | 0 | 0 | 0 | 0 | 0 | 0 | 0 | 0 | 0 | 0 | 0 | 0 | 0 | 0 | 0
|  | 7774 | 11 | 478 | 22 | 324 | 20 | 2 | 47 | 2.88 | 4.5 | 359 | 98462 | 4.637 | 0 | -116.4413 | 0.2 | 0 | 0 | 0 | 0 | 0 | 0 | 0 | 0 | 0 | 0 | 0 | 0 | 0 | 0 | 0 | 0 | 0 | 0
|  | 7775 | 11 | 479 | 23 | 324 | 20 | 2 | 47 | 2.92 | 4.51 | 1 | 98468 | 4.65 | 0 | -134.6548 | 0.2 | 0 | 0 | 0 | 0 | 0 | 0 | 0 | 0 | 0 | 0 | 0 | 0 | 0 | 0 | 0 | 0 | 0 | 0
|  | 7776 | 11 | 480 | 24 | 324 | 20 | 2 | 47 | 2.95 | 4.53 | 2 | 98475 | 4.658 | 0 | -158.7352 | 0.2 | 0 | 0 | 0 | 0 | 0 | 0 | 0 | 0 | 0 | 0 | 0 | 0 | 0 | 0 | 0 | 0 | 0 | 0
|  | 7777 | 11 | 481 | 1 | 325 | 21 | 3 | 47 | 2.99 | 4.55 | 3 | 98481 | 4.671 | 0 | 172.6757 | 0.2 | 0 | 0 | 0 | 0 | 0 | 0 | 0 | 0 | 0 | 0 | 0 | 0 | 0 | 0 | 0 | 0 | 0 | 0
|  | 7778 | 11 | 482 | 2 | 325 | 21 | 3 | 47 | 2.79 | 4.35 | 7 | 98504 | 4.597 | 0 | 145.6595 | 0.2 | 0 | 0 | 0 | 0 | 0 | 0 | 0 | 0 | 0 | 0 | 0 | 0 | 0 | 0 | 0 | 0 | 0 | 0
|  | 7779 | 11 | 483 | 3 | 325 | 21 | 3 | 47 | 2.59 | 4.16 | 11 | 98527 | 4.525 | 0 | 124.6442 | 0.2 | 0 | 0 | 0 | 0 | 0 | 0 | 0 | 0 | 0 | 0 | 0 | 0 | 0 | 0 | 0 | 0 | 0 | 0
|  | 7780 | 11 | 484 | 4 | 325 | 21 | 3 | 47 | 2.4 | 3.96 | 16 | 98550 | 4.457 | 0 | 108.7222 | 0.2 | 0 | 0 | 0 | 0 | 0 | 0 | 0 | 0 | 0 | 0 | 0 | 0 | 0 | 0 | 0 | 0 | 0 | 0
|  | 7781 | 11 | 485 | 5 | 325 | 21 | 3 | 47 | 2.35 | 4.3 | 18 | 98573 | 4.473 | 0 | 95.8585 | 0.2 | 0 | 0 | 0 | 0 | 0 | 0 | 0 | 0 | 0 | 0 | 0 | 0 | 0 | 0 | 0 | 0 | 0 | 0
|  | 7782 | 11 | 486 | 6 | 325 | 21 | 3 | 47 | 2.3 | 4.64 | 21 | 98596 | 4.49 | 0 | 84.5627 | 0.2 | 0 | 0 | 0 | 0 | 0 | 0 | 0 | 0 | 0 | 0 | 0 | 0 | 0 | 0 | 0 | 0 | 0 | 0
|  | 7783 | 11 | 487 | 7 | 325 | 21 | 3 | 47 | 2.26 | 4.98 | 23 | 98619 | 4.509 | 0 | 73.8633 | 0.2 | 0 | 0 | 0 | 0 | 0 | 0 | 0 | 0 | 0 | 0 | 0 | 0 | 0 | 0 | 0 | 0 | 0 | 0
|  | 7784 | 11 | 488 | 8 | 325 | 21 | 3 | 47 | 2.41 | 4.95 | 26 | 98662 | 4.542 | 0 | 63.0849 | 0.2 | 0 | 0 | 0 | 0 | 0 | 0 | 0 | 0 | 0 | 0 | 0 | 0 | 0 | 0 | 0 | 0 | 0 | 0
|  | 7785 | 11 | 489 | 9 | 325 | 21 | 3 | 47 | 2.56 | 4.91 | 29 | 98704 | 4.574 | 5.1667 | 51.7152 | 0.2 | 3.5772 | 3.5772 | 3.5772 | 3.5772 | 3.5772 | 3.5772 | 3.5772 | 3.5772 | 5.7395 | 5.7395 | 5.7395 | 5.7395 | 5.7395 | 5.7395 | 5.7395 | 5.7395 | 7 | 7
|  | 7786 | 11 | 490 | 10 | 325 | 21 | 3 | 47 | 2.7 | 4.88 | 31 | 98747 | 4.604 | 12.2469 | 39.3728 | 0.2 | 16.0467 | 16.0467 | 16.0467 | 16.0467 | 16.0467 | 16.0467 | 16.0467 | 16.0467 | 25.5626 | 25.5626 | 25.5626 | 25.5626 | 25.5626 | 25.5626 | 25.5626 | 25.5626 | 31 | 31
|  | 7787 | 11 | 491 | 11 | 325 | 21 | 3 | 47 | 2.72 | 4.7 | 33 | 98763 | 4.543 | 17.5976 | 25.8662 | 0.2 | 26.5631 | 26.5631 | 26.5631 | 26.5631 | 26.5631 | 26.5631 | 26.5631 | 26.5631 | 42.1704 | 42.1704 | 42.1704 | 42.1704 | 42.1704 | 42.1704 | 42.1704 | 42.1704 | 51 | 51
|  | 7788 | 11 | 492 | 12 | 325 | 21 | 3 | 47 | 2.73 | 4.51 | 35 | 98780 | 4.478 | 20.7642 | 11.3141 | 0.2 | 28.6751 | 28.6751 | 28.6751 | 28.6751 | 28.6751 | 28.6751 | 28.6751 | 28.6751 | 45.4982 | 45.4982 | 45.4982 | 45.4982 | 45.4982 | 45.4982 | 45.4982 | 45.4982 | 55 | 55
|  | 7789 | 11 | 493 | 13 | 325 | 21 | 3 | 47 | 2.75 | 4.33 | 36 | 98796 | 4.417 | 21.4165 | -3.7859 | 0.2 | 26.562 | 26.562 | 26.562 | 26.562 | 26.562 | 26.562 | 26.562 | 26.562 | 42.1697 | 42.1697 | 42.1697 | 42.1697 | 42.1697 | 42.1697 | 42.1697 | 42.1697 | 51 | 51
|  | 7790 | 11 | 494 | 14 | 325 | 21 | 3 | 47 | 3.02 | 3.58 | 36 | 98858 | 4.554 | 19.4798 | -18.6956 | 0.2 | 15.526 | 15.526 | 15.526 | 15.526 | 15.526 | 15.526 | 15.526 | 15.526 | 24.7359 | 24.7359 | 24.7359 | 24.7359 | 24.7359 | 24.7359 | 24.7359 | 24.7359 | 30 | 30
|  | 7791 | 11 | 495 | 15 | 325 | 21 | 3 | 47 | 3.3 | 2.82 | 35 | 98921 | 4.699 | 15.169 | -32.7639 | 0.2 | 12.3832 | 12.3832 | 12.3832 | 12.3832 | 12.3832 | 12.3832 | 12.3832 | 12.3832 | 19.7621 | 19.7621 | 19.7621 | 19.7621 | 19.7621 | 19.7621 | 19.7621 | 19.7621 | 24 | 24
|  | 7792 | 11 | 496 | 16 | 325 | 21 | 3 | 47 | 3.58 | 2.07 | 35 | 98983 | 4.846 | 8.8947 | -45.681 | 0.2 | 7.1865 | 7.1865 | 7.1865 | 7.1865 | 7.1865 | 7.1865 | 7.1865 | 7.1865 | 11.5017 | 11.5017 | 11.5017 | 11.5017 | 11.5017 | 11.5017 | 11.5017 | 11.5017 | 14 | 14
|  | 7793 | 11 | 497 | 17 | 325 | 21 | 3 | 47 | 3.61 | 2.32 | 31 | 99038 | 4.866 | 1.1245 | -57.4991 | 0.2 | 3.6046 | 3.6046 | 3.6046 | 3.6046 | 3.6046 | 3.6046 | 3.6046 | 3.6046 | 5.7589 | 5.7589 | 5.7589 | 5.7589 | 5.7589 | 5.7589 | 5.7589 | 5.7589 | 7 | 7
|  | 7794 | 11 | 498 | 18 | 325 | 21 | 3 | 47 | 3.64 | 2.57 | 27 | 99094 | 4.886 | 0 | -68.5171 | 0.2 | 0 | 0 | 0 | 0 | 0 | 0 | 0 | 0 | 0 | 0 | 0 | 0 | 0 | 0 | 0 | 0 | 0 | 0
|  | 7795 | 11 | 499 | 19 | 325 | 21 | 3 | 47 | 3.67 | 2.83 | 22 | 99150 | 4.906 | 0 | -79.1836 | 0.2 | 0 | 0 | 0 | 0 | 0 | 0 | 0 | 0 | 0 | 0 | 0 | 0 | 0 | 0 | 0 | 0 | 0 | 0
|  | 7796 | 11 | 500 | 20 | 325 | 21 | 3 | 47 | 3.9 | 3.16 | 25 | 99196 | 4.984 | 0 | -90.0825 | 0.2 | 0 | 0 | 0 | 0 | 0 | 0 | 0 | 0 | 0 | 0 | 0 | 0 | 0 | 0 | 0 | 0 | 0 | 0
|  | 7797 | 11 | 501 | 21 | 325 | 21 | 3 | 47 | 4.14 | 3.49 | 27 | 99242 | 5.066 | 0 | -102.014 | 0.2 | 0 | 0 | 0 | 0 | 0 | 0 | 0 | 0 | 0 | 0 | 0 | 0 | 0 | 0 | 0 | 0 | 0 | 0
|  | 7798 | 11 | 502 | 22 | 325 | 21 | 3 | 47 | 4.37 | 3.82 | 29 | 99288 | 5.147 | 0 | -116.1787 | 0.2 | 0 | 0 | 0 | 0 | 0 | 0 | 0 | 0 | 0 | 0 | 0 | 0 | 0 | 0 | 0 | 0 | 0 | 0
|  | 7799 | 11 | 503 | 23 | 325 | 21 | 3 | 47 | 4.48 | 3.7 | 27 | 99310 | 5.187 | 0 | -134.3848 | 0.2 | 0 | 0 | 0 | 0 | 0 | 0 | 0 | 0 | 0 | 0 | 0 | 0 | 0 | 0 | 0 | 0 | 0 | 0
|  | 7800 | 11 | 504 | 24 | 325 | 21 | 3 | 47 | 4.6 | 3.57 | 24 | 99333 | 5.232 | 0 | -158.5205 | 0.2 | 0 | 0 | 0 | 0 | 0 | 0 | 0 | 0 | 0 | 0 | 0 | 0 | 0 | 0 | 0 | 0 | 0 | 0
|  | 7801 | 11 | 505 | 1 | 326 | 22 | 4 | 47 | 4.71 | 3.45 | 22 | 99356 | 5.273 | 0 | 172.7484 | 0.2 | 0 | 0 | 0 | 0 | 0 | 0 | 0 | 0 | 0 | 0 | 0 | 0 | 0 | 0 | 0 | 0 | 0 | 0
|  | 7802 | 11 | 506 | 2 | 326 | 22 | 4 | 47 | 4.4 | 3.67 | 22 | 99399 | 5.139 | 0 | 145.5913 | 0.2 | 0 | 0 | 0 | 0 | 0 | 0 | 0 | 0 | 0 | 0 | 0 | 0 | 0 | 0 | 0 | 0 | 0 | 0
|  | 7803 | 11 | 507 | 3 | 326 | 22 | 4 | 47 | 4.09 | 3.9 | 23 | 99442 | 5.008 | 0 | 124.5152 | 0.2 | 0 | 0 | 0 | 0 | 0 | 0 | 0 | 0 | 0 | 0 | 0 | 0 | 0 | 0 | 0 | 0 | 0 | 0
|  | 7804 | 11 | 508 | 4 | 326 | 22 | 4 | 47 | 3.79 | 4.12 | 23 | 99484 | 4.883 | 0 | 108.5818 | 0.2 | 0 | 0 | 0 | 0 | 0 | 0 | 0 | 0 | 0 | 0 | 0 | 0 | 0 | 0 | 0 | 0 | 0 | 0
|  | 7805 | 11 | 509 | 5 | 326 | 22 | 4 | 47 | 3.86 | 4.12 | 24 | 99497 | 4.906 | 0 | 95.7244 | 0.2 | 0 | 0 | 0 | 0 | 0 | 0 | 0 | 0 | 0 | 0 | 0 | 0 | 0 | 0 | 0 | 0 | 0 | 0
|  | 7806 | 11 | 510 | 6 | 326 | 22 | 4 | 47 | 3.93 | 4.12 | 26 | 99510 | 4.929 | 0 | 84.4399 | 0.2 | 0 | 0 | 0 | 0 | 0 | 0 | 0 | 0 | 0 | 0 | 0 | 0 | 0 | 0 | 0 | 0 | 0 | 0
|  | 7807 | 11 | 511 | 7 | 326 | 22 | 4 | 47 | 4 | 4.12 | 27 | 99523 | 4.952 | 0 | 73.7537 | 0.2 | 0 | 0 | 0 | 0 | 0 | 0 | 0 | 0 | 0 | 0 | 0 | 0 | 0 | 0 | 0 | 0 | 0 | 0
|  | 7808 | 11 | 512 | 8 | 326 | 22 | 4 | 47 | 4.24 | 4.81 | 30 | 99566 | 5.019 | 0 | 62.9907 | 0.2 | 0 | 0 | 0 | 0 | 0 | 0 | 0 | 0 | 0 | 0 | 0 | 0 | 0 | 0 | 0 | 0 | 0 | 0
|  | 7809 | 11 | 513 | 9 | 326 | 22 | 4 | 47 | 4.49 | 5.49 | 32 | 99609 | 5.089 | 4.955 | 51.6402 | 0.2 | 0 | 0 | 0 | 0 | 0 | 0 | 0 | 0 | 0 | 0 | 0 | 0 | 0 | 0 | 0 | 0 | 0 | 0
|  | 7810 | 11 | 514 | 10 | 326 | 22 | 4 | 47 | 4.73 | 6.18 | 35 | 99651 | 5.157 | 12.0276 | 39.3233 | 0.2 | 20.7958 | 20.7958 | 20.7958 | 20.7958 | 20.7958 | 20.7958 | 20.7958 | 20.7958 | 33.048 | 33.048 | 33.048 | 33.048 | 33.048 | 33.048 | 33.048 | 33.048 | 40 | 40
|  | 7811 | 11 | 515 | 11 | 326 | 22 | 4 | 47 | 4.69 | 6.14 | 33 | 99645 | 5.033 | 17.3736 | 25.8506 | 0.2 | 19.7081 | 19.7081 | 19.7081 | 19.7081 | 19.7081 | 19.7081 | 19.7081 | 19.7081 | 31.3617 | 31.3617 | 31.3617 | 31.3617 | 31.3617 | 31.3617 | 31.3617 | 31.3617 | 38 | 38
|  | 7812 | 11 | 516 | 12 | 326 | 22 | 4 | 47 | 4.64 | 6.1 | 31 | 99638 | 4.906 | 20.541 | 11.3397 | 0.2 | 15.0094 | 15.0094 | 15.0094 | 15.0094 | 15.0094 | 15.0094 | 15.0094 | 15.0094 | 23.912 | 23.912 | 23.912 | 23.912 | 23.912 | 23.912 | 23.912 | 23.912 | 29 | 29
|  | 7813 | 11 | 517 | 13 | 326 | 22 | 4 | 47 | 4.59 | 6.06 | 29 | 99632 | 4.78 | 21.2015 | -3.7166 | 0.2 | 28.6756 | 28.6756 | 28.6756 | 28.6756 | 28.6756 | 28.6756 | 28.6756 | 28.6756 | 45.4985 | 45.4985 | 45.4985 | 45.4985 | 45.4985 | 45.4985 | 45.4985 | 45.4985 | 55 | 55
|  | 7814 | 11 | 518 | 14 | 326 | 22 | 4 | 47 | 4.76 | 5.87 | 29 | 99651 | 4.893 | 19.2799 | -18.5873 | 0.2 | 20.237 | 20.237 | 20.237 | 20.237 | 20.237 | 20.237 | 20.237 | 20.237 | 32.1943 | 32.1943 | 32.1943 | 32.1943 | 32.1943 | 32.1943 | 32.1943 | 32.1943 | 39 | 39
|  | 7815 | 11 | 519 | 15 | 326 | 22 | 4 | 47 | 4.94 | 5.68 | 29 | 99671 | 5.011 | 14.9884 | -32.6258 | 0.2 | 14.9913 | 14.9913 | 14.9913 | 14.9913 | 14.9913 | 14.9913 | 14.9913 | 14.9913 | 23.8992 | 23.8992 | 23.8992 | 23.8992 | 23.8992 | 23.8992 | 23.8992 | 23.8992 | 29 | 29
|  | 7816 | 11 | 520 | 16 | 326 | 22 | 4 | 47 | 5.12 | 5.49 | 29 | 99691 | 5.132 | 8.734 | -45.5224 | 0.2 | 13.9737 | 13.9737 | 13.9737 | 13.9737 | 13.9737 | 13.9737 | 13.9737 | 13.9737 | 22.2625 | 22.2625 | 22.2625 | 22.2625 | 22.2625 | 22.2625 | 22.2625 | 22.2625 | 27 | 27
|  | 7817 | 11 | 521 | 17 | 326 | 22 | 4 | 47 | 5.12 | 5.45 | 30 | 99717 | 5.125 | 0.98156 | -57.3259 | 0.2 | 6.0938 | 6.0938 | 6.0938 | 6.0938 | 8.2155 | 6.0938 | 9.402 | 6.0938 | 9.6406 | 9.6406 | 9.6406 | 9.6406 | 11.1885 | 9.6406 | 12.0275 | 9.6406 | 11.7248 | 11.6574
|  | 7818 | 11 | 522 | 18 | 326 | 22 | 4 | 47 | 5.12 | 5.42 | 31 | 99743 | 5.118 | 0 | -68.3315 | 0.2 | 0 | 0 | 0 | 0 | 0 | 0 | 0 | 0 | 0 | 0 | 0 | 0 | 0 | 0 | 0 | 0 | 0 | 0
|  | 7819 | 11 | 523 | 19 | 326 | 22 | 4 | 47 | 5.12 | 5.38 | 32 | 99769 | 5.111 | 0 | -78.9846 | 0.2 | 0 | 0 | 0 | 0 | 0 | 0 | 0 | 0 | 0 | 0 | 0 | 0 | 0 | 0 | 0 | 0 | 0 | 0
|  | 7820 | 11 | 524 | 20 | 326 | 22 | 4 | 47 | 5.13 | 5.2 | 33 | 99799 | 5.103 | 0 | -89.8666 | 0.2 | 0 | 0 | 0 | 0 | 0 | 0 | 0 | 0 | 0 | 0 | 0 | 0 | 0 | 0 | 0 | 0 | 0 | 0
|  | 7821 | 11 | 525 | 21 | 326 | 22 | 4 | 47 | 5.14 | 5.03 | 33 | 99828 | 5.096 | 0 | -101.7766 | 0.2 | 0 | 0 | 0 | 0 | 0 | 0 | 0 | 0 | 0 | 0 | 0 | 0 | 0 | 0 | 0 | 0 | 0 | 0
|  | 7822 | 11 | 526 | 22 | 326 | 22 | 4 | 47 | 5.15 | 4.86 | 33 | 99858 | 5.088 | 0 | -115.9177 | 0.2 | 0 | 0 | 0 | 0 | 0 | 0 | 0 | 0 | 0 | 0 | 0 | 0 | 0 | 0 | 0 | 0 | 0 | 0
|  | 7823 | 11 | 527 | 23 | 326 | 22 | 4 | 47 | 5.2 | 4.71 | 32 | 99871 | 5.121 | 0 | -134.1145 | 0.2 | 0 | 0 | 0 | 0 | 0 | 0 | 0 | 0 | 0 | 0 | 0 | 0 | 0 | 0 | 0 | 0 | 0 | 0
|  | 7824 | 11 | 528 | 24 | 326 | 22 | 4 | 47 | 5.24 | 4.56 | 31 | 99884 | 5.151 | 0 | -158.302 | 0.2 | 0 | 0 | 0 | 0 | 0 | 0 | 0 | 0 | 0 | 0 | 0 | 0 | 0 | 0 | 0 | 0 | 0 | 0
|  | 7825 | 11 | 529 | 1 | 327 | 23 | 5 | 47 | 5.29 | 4.41 | 30 | 99897 | 5.185 | 0 | 172.8278 | 0.2 | 0 | 0 | 0 | 0 | 0 | 0 | 0 | 0 | 0 | 0 | 0 | 0 | 0 | 0 | 0 | 0 | 0 | 0
|  | 7826 | 11 | 530 | 2 | 327 | 23 | 5 | 47 | 5.24 | 4.42 | 31 | 99936 | 5.124 | 0 | 145.5305 | 0.2 | 0 | 0 | 0 | 0 | 0 | 0 | 0 | 0 | 0 | 0 | 0 | 0 | 0 | 0 | 0 | 0 | 0 | 0
|  | 7827 | 11 | 531 | 3 | 327 | 23 | 5 | 47 | 5.19 | 4.43 | 31 | 99976 | 5.064 | 0 | 124.3934 | 0.2 | 0 | 0 | 0 | 0 | 0 | 0 | 0 | 0 | 0 | 0 | 0 | 0 | 0 | 0 | 0 | 0 | 0 | 0
|  | 7828 | 11 | 532 | 4 | 327 | 23 | 5 | 47 | 5.15 | 4.44 | 32 | 100015 | 5.008 | 0 | 108.4483 | 0.2 | 0 | 0 | 0 | 0 | 0 | 0 | 0 | 0 | 0 | 0 | 0 | 0 | 0 | 0 | 0 | 0 | 0 | 0
|  | 7829 | 11 | 533 | 5 | 327 | 23 | 5 | 47 | 5.16 | 4.51 | 32 | 100038 | 5.033 | 0 | 95.5967 | 0.2 | 0 | 0 | 0 | 0 | 0 | 0 | 0 | 0 | 0 | 0 | 0 | 0 | 0 | 0 | 0 | 0 | 0 | 0
|  | 7830 | 11 | 534 | 6 | 327 | 23 | 5 | 47 | 5.17 | 4.57 | 31 | 100061 | 5.057 | 0 | 84.3231 | 0.2 | 0 | 0 | 0 | 0 | 0 | 0 | 0 | 0 | 0 | 0 | 0 | 0 | 0 | 0 | 0 | 0 | 0 | 0
|  | 7831 | 11 | 535 | 7 | 327 | 23 | 5 | 47 | 5.19 | 4.63 | 31 | 100084 | 5.085 | 0 | 73.6499 | 0.2 | 0 | 0 | 0 | 0 | 0 | 0 | 0 | 0 | 0 | 0 | 0 | 0 | 0 | 0 | 0 | 0 | 0 | 0
|  | 7832 | 11 | 536 | 8 | 327 | 23 | 5 | 47 | 5.29 | 4.68 | 28 | 100140 | 5.084 | 0 | 62.9019 | 0.2 | 0 | 0 | 0 | 0 | 0 | 0 | 0 | 0 | 0 | 0 | 0 | 0 | 0 | 0 | 0 | 0 | 0 | 0
|  | 7833 | 11 | 537 | 9 | 327 | 23 | 5 | 47 | 5.39 | 4.72 | 26 | 100195 | 5.083 | 4.7473 | 51.5703 | 0.2 | 0 | 0 | 0 | 0 | 0 | 0 | 0 | 0 | 0 | 0 | 0 | 0 | 0 | 0 | 0 | 0 | 0 | 0
|  | 7834 | 11 | 538 | 10 | 327 | 23 | 5 | 47 | 5.48 | 4.76 | 23 | 100251 | 5.077 | 11.813 | 39.2787 | 0.2 | 21.3296 | 21.3296 | 21.3296 | 21.3296 | 21.3296 | 21.3296 | 21.3296 | 21.3296 | 33.8841 | 33.8841 | 33.8841 | 33.8841 | 33.8841 | 33.8841 | 33.8841 | 33.8841 | 41 | 41
|  | 7835 | 11 | 539 | 11 | 327 | 23 | 5 | 47 | 5.34 | 4.82 | 21 | 100274 | 4.837 | 17.1548 | 25.8391 | 0.2 | 16.0398 | 16.0398 | 16.0398 | 16.0398 | 16.0398 | 16.0398 | 16.0398 | 16.0398 | 25.5578 | 25.5578 | 25.5578 | 25.5578 | 25.5578 | 25.5578 | 25.5578 | 25.5578 | 31 | 31
|  | 7836 | 11 | 540 | 12 | 327 | 23 | 5 | 47 | 5.2 | 4.88 | 19 | 100297 | 4.601 | 20.3236 | 11.3684 | 0.2 | 28.1453 | 28.1453 | 28.1453 | 28.1453 | 28.1453 | 28.1453 | 28.1453 | 28.1453 | 44.665 | 44.665 | 44.665 | 44.665 | 44.665 | 44.665 | 44.665 | 44.665 | 54 | 54
|  | 7837 | 11 | 541 | 13 | 327 | 23 | 5 | 47 | 5.06 | 4.94 | 17 | 100320 | 4.369 | 20.9927 | -3.6455 | 0.2 | 47.7878 | 47.7878 | 47.7878 | 47.7878 | 54.0527 | 47.7878 | 48.1869 | 47.7878 | 75.2345 | 75.2345 | 76.6555 | 75.2345 | 81.3677 | 75.2345 | 77.22 | 75.2345 | 93 | 90.5912
|  | 7838 | 11 | 542 | 14 | 327 | 23 | 5 | 47 | 5.18 | 4.34 | 16 | 100343 | 4.35 | 19.0864 | -18.4785 | 0.2 | 32.3939 | 32.3939 | 32.3939 | 32.3939 | 32.3939 | 32.3939 | 32.3939 | 32.3939 | 51.3378 | 51.3378 | 51.3378 | 51.3378 | 51.3378 | 51.3378 | 51.3378 | 51.3378 | 62 | 62
|  | 7839 | 11 | 543 | 15 | 327 | 23 | 5 | 47 | 5.31 | 3.75 | 16 | 100366 | 4.334 | 14.8142 | -32.4884 | 0.2 | 81.2568 | 81.2568 | 81.2568 | 81.2568 | 366.2271 | 81.2568 | 262.7216 | 81.2568 | 101.8381 | 101.8381 | 101.8381 | 101.8381 | 366.5236 | 101.8381 | 293.3342 | 101.8381 | 194.2014 | 104.8498
|  | 7840 | 11 | 544 | 16 | 327 | 23 | 5 | 47 | 5.44 | 3.16 | 15 | 100389 | 4.317 | 8.5796 | -45.3652 | 0.2 | 41.038 | 41.038 | 41.038 | 41.038 | 154.173 | 41.038 | 155.6246 | 41.038 | 55.4132 | 55.4132 | 55.4132 | 55.4132 | 152.5905 | 55.4132 | 153.6169 | 55.4132 | 84.047 | 59.7526
|  | 7841 | 11 | 545 | 17 | 327 | 23 | 5 | 47 | 5.15 | 2.89 | 13 | 100438 | 4.35 | 0.84487 | -57.1547 | 0.2 | 12.7942 | 12.7942 | 12.7942 | 12.7942 | 67.5516 | 12.7942 | 97.6138 | 12.7942 | 18.6154 | 18.6154 | 18.6154 | 18.6154 | 58.3875 | 18.6154 | 79.6446 | 18.6154 | 22.4888 | 21
|  | 7842 | 11 | 546 | 18 | 327 | 23 | 5 | 47 | 4.85 | 2.63 | 11 | 100487 | 4.377 | 0 | -68.1483 | 0.2 | 0 | 0 | 0 | 0 | 0 | 0 | 0 | 0 | 0 | 0 | 0 | 0 | 0 | 0 | 0 | 0 | 0 | 0
|  | 7843 | 11 | 547 | 19 | 327 | 23 | 5 | 47 | 4.56 | 2.36 | 10 | 100536 | 4.403 | 0 | -78.7882 | 0.2 | 0 | 0 | 0 | 0 | 0 | 0 | 0 | 0 | 0 | 0 | 0 | 0 | 0 | 0 | 0 | 0 | 0 | 0
|  | 7844 | 11 | 548 | 20 | 327 | 23 | 5 | 47 | 4.44 | 3.35 | 9 | 100598 | 4.386 | 0 | -89.6535 | 0.2 | 0 | 0 | 0 | 0 | 0 | 0 | 0 | 0 | 0 | 0 | 0 | 0 | 0 | 0 | 0 | 0 | 0 | 0
|  | 7845 | 11 | 549 | 21 | 327 | 23 | 5 | 47 | 4.33 | 4.34 | 9 | 100661 | 4.372 | 0 | -101.5418 | 0.2 | 0 | 0 | 0 | 0 | 0 | 0 | 0 | 0 | 0 | 0 | 0 | 0 | 0 | 0 | 0 | 0 | 0 | 0
|  | 7846 | 11 | 550 | 22 | 327 | 23 | 5 | 47 | 4.21 | 5.32 | 9 | 100723 | 4.355 | 0 | -115.6588 | 0.2 | 0 | 0 | 0 | 0 | 0 | 0 | 0 | 0 | 0 | 0 | 0 | 0 | 0 | 0 | 0 | 0 | 0 | 0
|  | 7847 | 11 | 551 | 23 | 327 | 23 | 5 | 47 | 3.83 | 4.73 | 11 | 100778 | 4.152 | 0 | -133.8443 | 0.2 | 0 | 0 | 0 | 0 | 0 | 0 | 0 | 0 | 0 | 0 | 0 | 0 | 0 | 0 | 0 | 0 | 0 | 0
|  | 7848 | 11 | 552 | 24 | 327 | 23 | 5 | 47 | 3.46 | 4.13 | 13 | 100834 | 3.961 | 0 | -158.08 | 0.2 | 0 | 0 | 0 | 0 | 0 | 0 | 0 | 0 | 0 | 0 | 0 | 0 | 0 | 0 | 0 | 0 | 0 | 0
|  | 7849 | 11 | 553 | 1 | 328 | 24 | 6 | 47 | 3.08 | 3.53 | 15 | 100890 | 3.773 | 0 | 172.9137 | 0.2 | 0 | 0 | 0 | 0 | 0 | 0 | 0 | 0 | 0 | 0 | 0 | 0 | 0 | 0 | 0 | 0 | 0 | 0
|  | 7850 | 11 | 554 | 2 | 328 | 24 | 6 | 47 | 2.58 | 3.48 | 18 | 100955 | 3.527 | 0 | 145.4773 | 0.2 | 0 | 0 | 0 | 0 | 0 | 0 | 0 | 0 | 0 | 0 | 0 | 0 | 0 | 0 | 0 | 0 | 0 | 0
|  | 7851 | 11 | 555 | 3 | 328 | 24 | 6 | 47 | 2.08 | 3.42 | 21 | 101021 | 3.293 | 0 | 124.2791 | 0.2 | 0 | 0 | 0 | 0 | 0 | 0 | 0 | 0 | 0 | 0 | 0 | 0 | 0 | 0 | 0 | 0 | 0 | 0
|  | 7852 | 11 | 556 | 4 | 328 | 24 | 6 | 47 | 1.59 | 3.37 | 24 | 101087 | 3.074 | 0 | 108.3217 | 0.2 | 0 | 0 | 0 | 0 | 0 | 0 | 0 | 0 | 0 | 0 | 0 | 0 | 0 | 0 | 0 | 0 | 0 | 0
|  | 7853 | 11 | 557 | 5 | 328 | 24 | 6 | 47 | 1.17 | 2.95 | 26 | 101119 | 2.975 | 0 | 95.4753 | 0.2 | 0 | 0 | 0 | 0 | 0 | 0 | 0 | 0 | 0 | 0 | 0 | 0 | 0 | 0 | 0 | 0 | 0 | 0
|  | 7854 | 11 | 558 | 6 | 328 | 24 | 6 | 47 | 0.76 | 2.53 | 28 | 101152 | 2.882 | 0 | 84.2123 | 0.2 | 0 | 0 | 0 | 0 | 0 | 0 | 0 | 0 | 0 | 0 | 0 | 0 | 0 | 0 | 0 | 0 | 0 | 0
|  | 7855 | 11 | 559 | 7 | 328 | 24 | 6 | 47 | 0.35 | 2.11 | 29 | 101185 | 2.791 | 0 | 73.5517 | 0.2 | 0 | 0 | 0 | 0 | 0 | 0 | 0 | 0 | 0 | 0 | 0 | 0 | 0 | 0 | 0 | 0 | 0 | 0
|  | 7856 | 11 | 560 | 8 | 328 | 24 | 6 | 47 | 0.54 | 2.36 | 31 | 101234 | 2.794 | 0 | 62.8186 | 0.2 | 0 | 0 | 0 | 0 | 0 | 0 | 0 | 0 | 0 | 0 | 0 | 0 | 0 | 0 | 0 | 0 | 0 | 0
|  | 7857 | 11 | 561 | 9 | 328 | 24 | 6 | 47 | 0.74 | 2.61 | 32 | 101283 | 2.797 | 4.5436 | 51.5058 | 0.2 | 0 | 0 | 0 | 0 | 0 | 0 | 0 | 0 | 0 | 0 | 0 | 0 | 0 | 0 | 0 | 0 | 0 | 0
|  | 7858 | 11 | 562 | 10 | 328 | 24 | 6 | 47 | 0.93 | 2.86 | 34 | 101332 | 2.799 | 11.603 | 39.2389 | 0.2 | 44.783 | 44.783 | 408.439 | 44.783 | 490.0516 | 44.783 | 44.783 | 44.783 | 42.2609 | 42.2609 | 382.8722 | 42.2609 | 440.581 | 42.2609 | 42.2609 | 42.2609 | 151.8062 | 33.7651
|  | 7859 | 11 | 563 | 11 | 328 | 24 | 6 | 47 | 1.13 | 2.97 | 28 | 101306 | 2.669 | 16.9413 | 25.8317 | 0.2 | 63.5377 | 63.5377 | 382.2336 | 63.5377 | 721.8616 | 63.5377 | 63.5377 | 63.5377 | 54.6476 | 54.6476 | 437.5396 | 54.6476 | 677.6929 | 54.6476 | 54.6476 | 54.6476 | 264.1146 | 41.3193
|  | 7860 | 11 | 564 | 12 | 328 | 24 | 6 | 47 | 1.32 | 3.09 | 21 | 101280 | 2.532 | 20.1121 | 11.4001 | 0.2 | 66.7416 | 66.7416 | 233.6922 | 66.7416 | 894.718 | 66.7416 | 66.7416 | 66.7416 | 49.5324 | 49.5324 | 386.2896 | 49.5324 | 853.7054 | 49.5324 | 150.1858 | 49.5324 | 342.3337 | 33.0377
|  | 7861 | 11 | 565 | 13 | 328 | 24 | 6 | 47 | 1.51 | 3.21 | 15 | 101254 | 2.391 | 20.7903 | -3.5727 | 0.2 | 73.0629 | 73.0629 | 73.0629 | 73.0629 | 902.7921 | 73.0629 | 124.8679 | 73.0629 | 56.8394 | 56.8394 | 243.3964 | 56.8394 | 866.7352 | 56.8394 | 316.6598 | 56.8394 | 355.4338 | 39.7973
|  | 7862 | 11 | 566 | 14 | 328 | 24 | 6 | 47 | 1.68 | 2.56 | 12 | 101260 | 2.494 | 18.8995 | -18.3693 | 0.2 | 70.5612 | 70.5612 | 70.5612 | 70.5612 | 847.3587 | 70.5612 | 328.5044 | 70.5612 | 57.5279 | 57.5279 | 73.2857 | 57.5279 | 804.9579 | 57.5279 | 438.0726 | 57.5279 | 322.1861 | 41.958
|  | 7863 | 11 | 567 | 15 | 328 | 24 | 6 | 47 | 1.86 | 1.91 | 10 | 101267 | 2.6 | 14.6465 | -32.3516 | 0.2 | 57.7234 | 57.7234 | 57.7234 | 57.7234 | 740.4063 | 57.7234 | 490.1589 | 57.7234 | 48.7275 | 48.7275 | 48.7275 | 48.7275 | 680.7981 | 48.7275 | 503.8465 | 48.7275 | 247.5276 | 36.3277
|  | 7864 | 11 | 568 | 16 | 328 | 24 | 6 | 47 | 2.04 | 1.26 | 8 | 101273 | 2.709 | 8.4316 | -45.2095 | 0.2 | 40.8558 | 40.8558 | 40.8558 | 40.8558 | 522.7049 | 40.8558 | 526.2417 | 40.8558 | 40.4642 | 40.4642 | 40.4642 | 40.4642 | 452.8704 | 40.4642 | 455.3712 | 40.4642 | 135.7791 | 34.3979
|  | 7865 | 11 | 569 | 17 | 328 | 24 | 6 | 47 | 1.33 | 1.41 | 342 | 101270 | 2.838 | 0.71443 | -56.9856 | 0.2 | 11.2451 | 11.2451 | 11.2451 | 11.2451 | 36.4664 | 11.2451 | 50.061 | 11.2451 | 15.234 | 15.234 | 15.234 | 15.234 | 33.4764 | 15.234 | 43.0893 | 15.234 | 16.5868 | 16.0096
|  | 7866 | 11 | 570 | 18 | 328 | 24 | 6 | 47 | 0.63 | 1.57 | 317 | 101267 | 2.949 | 0 | -67.9676 | 0.2 | 0 | 0 | 0 | 0 | 0 | 0 | 0 | 0 | 0 | 0 | 0 | 0 | 0 | 0 | 0 | 0 | 0 | 0
|  | 7867 | 11 | 571 | 19 | 328 | 24 | 6 | 47 | -0.08 | 1.72 | 291 | 101263 | 3.039 | 0 | -78.5946 | 0.2 | 0 | 0 | 0 | 0 | 0 | 0 | 0 | 0 | 0 | 0 | 0 | 0 | 0 | 0 | 0 | 0 | 0 | 0
|  | 7868 | 11 | 572 | 20 | 328 | 24 | 6 | 47 | 0.09 | 1.48 | 282 | 101290 | 3.194 | 0 | -89.4433 | 0.2 | 0 | 0 | 0 | 0 | 0 | 0 | 0 | 0 | 0 | 0 | 0 | 0 | 0 | 0 | 0 | 0 | 0 | 0
|  | 7869 | 11 | 573 | 21 | 328 | 24 | 6 | 47 | 0.27 | 1.24 | 273 | 101316 | 3.355 | 0 | -101.31 | 0.2 | 0 | 0 | 0 | 0 | 0 | 0 | 0 | 0 | 0 | 0 | 0 | 0 | 0 | 0 | 0 | 0 | 0 | 0
|  | 7870 | 11 | 574 | 22 | 328 | 24 | 6 | 47 | 0.44 | 0.99 | 264 | 101342 | 3.517 | 0 | -115.4022 | 0.2 | 0 | 0 | 0 | 0 | 0 | 0 | 0 | 0 | 0 | 0 | 0 | 0 | 0 | 0 | 0 | 0 | 0 | 0
|  | 7871 | 11 | 575 | 23 | 328 | 24 | 6 | 47 | 0.64 | 1.04 | 283 | 101368 | 3.635 | 0 | -133.5746 | 0.2 | 0 | 0 | 0 | 0 | 0 | 0 | 0 | 0 | 0 | 0 | 0 | 0 | 0 | 0 | 0 | 0 | 0 | 0
|  | 7872 | 11 | 576 | 24 | 328 | 24 | 6 | 47 | 0.83 | 1.09 | 303 | 101395 | 3.754 | 0 | -157.8548 | 0.2 | 0 | 0 | 0 | 0 | 0 | 0 | 0 | 0 | 0 | 0 | 0 | 0 | 0 | 0 | 0 | 0 | 0 | 0
|  | 7873 | 11 | 577 | 1 | 329 | 25 | 7 | 47 | 1.03 | 1.13 | 323 | 101421 | 3.877 | 0 | 173.0062 | 0.2 | 0 | 0 | 0 | 0 | 0 | 0 | 0 | 0 | 0 | 0 | 0 | 0 | 0 | 0 | 0 | 0 | 0 | 0
|  | 7874 | 11 | 578 | 2 | 329 | 25 | 7 | 47 | 0.78 | 1.72 | 344 | 101450 | 3.747 | 0 | 145.4318 | 0.2 | 0 | 0 | 0 | 0 | 0 | 0 | 0 | 0 | 0 | 0 | 0 | 0 | 0 | 0 | 0 | 0 | 0 | 0
|  | 7875 | 11 | 579 | 3 | 329 | 25 | 7 | 47 | 0.53 | 2.31 | 6 | 101480 | 3.621 | 0 | 124.1723 | 0.2 | 0 | 0 | 0 | 0 | 0 | 0 | 0 | 0 | 0 | 0 | 0 | 0 | 0 | 0 | 0 | 0 | 0 | 0
|  | 7876 | 11 | 580 | 4 | 329 | 25 | 7 | 47 | 0.28 | 2.9 | 28 | 101509 | 3.498 | 0 | 108.202 | 0.2 | 0 | 0 | 0 | 0 | 0 | 0 | 0 | 0 | 0 | 0 | 0 | 0 | 0 | 0 | 0 | 0 | 0 | 0
|  | 7877 | 11 | 581 | 5 | 329 | 25 | 7 | 47 | 0.13 | 2.77 | 29 | 101542 | 3.438 | 0 | 95.3604 | 0.2 | 0 | 0 | 0 | 0 | 0 | 0 | 0 | 0 | 0 | 0 | 0 | 0 | 0 | 0 | 0 | 0 | 0 | 0
|  | 7878 | 11 | 582 | 6 | 329 | 25 | 7 | 47 | -0.02 | 2.65 | 29 | 101575 | 3.38 | 0 | 84.1076 | 0.2 | 0 | 0 | 0 | 0 | 0 | 0 | 0 | 0 | 0 | 0 | 0 | 0 | 0 | 0 | 0 | 0 | 0 | 0
|  | 7879 | 11 | 583 | 7 | 329 | 25 | 7 | 47 | -0.16 | 2.52 | 30 | 101608 | 3.324 | 0 | 73.4593 | 0.2 | 0 | 0 | 0 | 0 | 0 | 0 | 0 | 0 | 0 | 0 | 0 | 0 | 0 | 0 | 0 | 0 | 0 | 0
|  | 7880 | 11 | 584 | 8 | 329 | 25 | 7 | 47 | 0.14 | 2.69 | 34 | 101650 | 3.325 | 0 | 62.7408 | 0.2 | 0 | 0 | 0 | 0 | 0 | 0 | 0 | 0 | 0 | 0 | 0 | 0 | 0 | 0 | 0 | 0 | 0 | 0
|  | 7881 | 11 | 585 | 9 | 329 | 25 | 7 | 47 | 0.44 | 2.86 | 37 | 101693 | 3.324 | 4.3441 | 51.4464 | 0.2 | 0 | 0 | 0 | 0 | 0 | 0 | 0 | 0 | 0 | 0 | 0 | 0 | 0 | 0 | 0 | 0 | 0 | 0
|  | 7882 | 11 | 586 | 10 | 329 | 25 | 7 | 47 | 0.74 | 3.03 | 40 | 101735 | 3.321 | 11.3978 | 39.2038 | 0.2 | 45.6559 | 45.6559 | 224.0108 | 45.6559 | 264.3107 | 45.6559 | 45.6559 | 45.6559 | 51.9271 | 51.9271 | 218.2662 | 51.9271 | 246.7625 | 51.9271 | 51.9271 | 51.9271 | 104.8578 | 47.9737
|  | 7883 | 11 | 587 | 11 | 329 | 25 | 7 | 47 | 1.11 | 3.16 | 41 | 101712 | 3.191 | 16.7333 | 25.8283 | 0.2 | 58.3632 | 58.3632 | 106.7723 | 58.3632 | 158.376 | 58.3632 | 58.3632 | 58.3632 | 81.5815 | 81.5815 | 139.4333 | 81.5815 | 175.9226 | 81.5815 | 81.5815 | 81.5815 | 124.3305 | 90.9248
|  | 7884 | 11 | 588 | 12 | 329 | 25 | 7 | 47 | 1.47 | 3.29 | 42 | 101689 | 3.05 | 19.9065 | 11.4347 | 0.2 | 61.2129 | 61.2129 | 70.7392 | 61.2129 | 108.3106 | 61.2129 | 61.2129 | 61.2129 | 91.5146 | 91.5146 | 110.5547 | 91.5146 | 137.1217 | 91.5146 | 97.0825 | 91.5146 | 124.1461 | 106.7455
|  | 7885 | 11 | 589 | 13 | 329 | 25 | 7 | 47 | 1.83 | 3.42 | 42 | 101667 | 2.899 | 20.5942 | -3.4983 | 0.2 | 61.2215 | 61.2215 | 61.2215 | 61.2215 | 86.6051 | 61.2215 | 62.7732 | 61.2215 | 95.3798 | 95.3798 | 101.0396 | 95.3798 | 120.0858 | 95.3798 | 103.2341 | 95.3798 | 124.0085 | 114.4525
|  | 7886 | 11 | 590 | 14 | 329 | 25 | 7 | 47 | 1.72 | 3.09 | 37 | 101670 | 2.911 | 18.7191 | -18.2597 | 0.2 | 91.2678 | 91.2678 | 91.2678 | 91.2678 | 583.732 | 91.2678 | 253.751 | 91.2678 | 101.6812 | 101.6812 | 111.0416 | 101.6812 | 574.1593 | 101.6812 | 340.8275 | 101.6812 | 272.5934 | 96.8727
|  | 7887 | 11 | 591 | 15 | 329 | 25 | 7 | 47 | 1.62 | 2.75 | 33 | 101673 | 2.924 | 14.4853 | -32.2156 | 0.2 | 76.8045 | 76.8045 | 76.8045 | 76.8045 | 454.8165 | 76.8045 | 314.9956 | 76.8045 | 90.8592 | 90.8592 | 90.8592 | 90.8592 | 439.7737 | 90.8592 | 340.9054 | 90.8592 | 205.5569 | 90.1293
|  | 7888 | 11 | 592 | 16 | 329 | 25 | 7 | 47 | 1.52 | 2.41 | 28 | 101676 | 2.938 | 8.29 | -45.0554 | 0.2 | 42.9265 | 42.9265 | 42.9265 | 42.9265 | 455.8979 | 42.9265 | 456.6974 | 42.9265 | 46.8591 | 46.8591 | 46.8591 | 46.8591 | 399.1045 | 46.8591 | 399.6698 | 46.8591 | 128.8652 | 43.6864
|  | 7889 | 11 | 593 | 17 | 329 | 25 | 7 | 47 | 0.86 | 2.21 | 26 | 101693 | 2.983 | 0.59025 | -56.8186 | 0.2 | 9.8655 | 9.8655 | 9.8655 | 9.8655 | 137.2193 | 9.8655 | 204.6205 | 9.8655 | 13.6872 | 13.6872 | 13.6872 | 13.6872 | 105.4351 | 13.6872 | 153.0949 | 13.6872 | 17.481 | 15.0837
|  | 7890 | 11 | 594 | 18 | 329 | 25 | 7 | 47 | 0.21 | 2 | 24 | 101709 | 3.018 | 0 | -67.7894 | 0.2 | 0 | 0 | 0 | 0 | 0 | 0 | 0 | 0 | 0 | 0 | 0 | 0 | 0 | 0 | 0 | 0 | 0 | 0
|  | 7891 | 11 | 595 | 19 | 329 | 25 | 7 | 47 | -0.45 | 1.79 | 22 | 101725 | 3.042 | 0 | -78.4038 | 0.2 | 0 | 0 | 0 | 0 | 0 | 0 | 0 | 0 | 0 | 0 | 0 | 0 | 0 | 0 | 0 | 0 | 0 | 0
|  | 7892 | 11 | 596 | 20 | 329 | 25 | 7 | 47 | -0.62 | 1.9 | 26 | 101729 | 3.039 | 0 | -89.2362 | 0.2 | 0 | 0 | 0 | 0 | 0 | 0 | 0 | 0 | 0 | 0 | 0 | 0 | 0 | 0 | 0 | 0 | 0 | 0
|  | 7893 | 11 | 597 | 21 | 329 | 25 | 7 | 47 | -0.79 | 2.01 | 30 | 101732 | 3.037 | 0 | -101.0812 | 0.2 | 0 | 0 | 0 | 0 | 0 | 0 | 0 | 0 | 0 | 0 | 0 | 0 | 0 | 0 | 0 | 0 | 0 | 0
|  | 7894 | 11 | 598 | 22 | 329 | 25 | 7 | 47 | -0.97 | 2.12 | 34 | 101735 | 3.031 | 0 | -115.1482 | 0.2 | 0 | 0 | 0 | 0 | 0 | 0 | 0 | 0 | 0 | 0 | 0 | 0 | 0 | 0 | 0 | 0 | 0 | 0
|  | 7895 | 11 | 599 | 23 | 329 | 25 | 7 | 47 | -1.04 | 2.12 | 34 | 101725 | 3.048 | 0 | -133.3057 | 0.2 | 0 | 0 | 0 | 0 | 0 | 0 | 0 | 0 | 0 | 0 | 0 | 0 | 0 | 0 | 0 | 0 | 0 | 0
|  | 7896 | 11 | 600 | 24 | 329 | 25 | 7 | 47 | -1.12 | 2.12 | 34 | 101716 | 3.063 | 0 | -157.6266 | 0.2 | 0 | 0 | 0 | 0 | 0 | 0 | 0 | 0 | 0 | 0 | 0 | 0 | 0 | 0 | 0 | 0 | 0 | 0
|  | 7897 | 11 | 601 | 1 | 330 | 26 | 1 | 48 | -1.19 | 2.12 | 35 | 101706 | 3.079 | 0 | 173.1051 | 0.2 | 0 | 0 | 0 | 0 | 0 | 0 | 0 | 0 | 0 | 0 | 0 | 0 | 0 | 0 | 0 | 0 | 0 | 0
|  | 7898 | 11 | 602 | 2 | 330 | 26 | 1 | 48 | -1.15 | 2.01 | 44 | 101696 | 3.091 | 0 | 145.3941 | 0.2 | 0 | 0 | 0 | 0 | 0 | 0 | 0 | 0 | 0 | 0 | 0 | 0 | 0 | 0 | 0 | 0 | 0 | 0
|  | 7899 | 11 | 603 | 3 | 330 | 26 | 1 | 48 | -1.11 | 1.89 | 54 | 101686 | 3.103 | 0 | 124.073 | 0.2 | 0 | 0 | 0 | 0 | 0 | 0 | 0 | 0 | 0 | 0 | 0 | 0 | 0 | 0 | 0 | 0 | 0 | 0
|  | 7900 | 11 | 604 | 4 | 330 | 26 | 1 | 48 | -1.06 | 1.78 | 63 | 101676 | 3.118 | 0 | 108.0894 | 0.2 | 0 | 0 | 0 | 0 | 0 | 0 | 0 | 0 | 0 | 0 | 0 | 0 | 0 | 0 | 0 | 0 | 0 | 0
|  | 7901 | 11 | 605 | 5 | 330 | 26 | 1 | 48 | -1.27 | 1.9 | 66 | 101680 | 3.09 | 0 | 95.252 | 0.2 | 0 | 0 | 0 | 0 | 0 | 0 | 0 | 0 | 0 | 0 | 0 | 0 | 0 | 0 | 0 | 0 | 0 | 0
|  | 7902 | 11 | 606 | 6 | 330 | 26 | 1 | 48 | -1.48 | 2.02 | 69 | 101683 | 3.062 | 0 | 84.0089 | 0.2 | 0 | 0 | 0 | 0 | 0 | 0 | 0 | 0 | 0 | 0 | 0 | 0 | 0 | 0 | 0 | 0 | 0 | 0
|  | 7903 | 11 | 607 | 7 | 330 | 26 | 1 | 48 | -1.68 | 2.14 | 72 | 101686 | 3.037 | 0 | 73.3727 | 0.2 | 0 | 0 | 0 | 0 | 0 | 0 | 0 | 0 | 0 | 0 | 0 | 0 | 0 | 0 | 0 | 0 | 0 | 0
|  | 7904 | 11 | 608 | 8 | 330 | 26 | 1 | 48 | -1.37 | 2.11 | 74 | 101712 | 3.041 | 0 | 62.6684 | 0.2 | 0 | 0 | 0 | 0 | 0 | 0 | 0 | 0 | 0 | 0 | 0 | 0 | 0 | 0 | 0 | 0 | 0 | 0
|  | 7905 | 11 | 609 | 9 | 330 | 26 | 1 | 48 | -1.06 | 2.09 | 77 | 101739 | 3.043 | 4.149 | 51.3922 | 0.2 | 0 | 0 | 0 | 0 | 0 | 0 | 0 | 0 | 0 | 0 | 0 | 0 | 0 | 0 | 0 | 0 | 0 | 0
|  | 7906 | 11 | 610 | 10 | 330 | 26 | 1 | 48 | -0.76 | 2.07 | 80 | 101765 | 3.041 | 11.1974 | 39.1735 | 0.2 | 31.4023 | 31.4023 | 70.6884 | 31.4023 | 79.6174 | 31.4023 | 31.4023 | 31.4023 | 44.4978 | 44.4978 | 80.9831 | 44.4978 | 87.2968 | 44.4978 | 44.4978 | 44.4978 | 62.0373 | 49.7254
|  | 7907 | 11 | 611 | 11 | 330 | 26 | 1 | 48 | -0.3 | 2.07 | 73 | 101748 | 2.926 | 16.5307 | 25.8289 | 0.2 | 50.7996 | 50.7996 | 74.2605 | 50.7996 | 99.2685 | 50.7996 | 50.7996 | 50.7996 | 75.8799 | 75.8799 | 103.7703 | 75.8799 | 121.4536 | 75.8799 | 75.8799 | 75.8799 | 104.5626 | 88.5805
|  | 7908 | 11 | 612 | 12 | 330 | 26 | 1 | 48 | 0.15 | 2.07 | 67 | 101732 | 2.798 | 19.7071 | 11.4722 | 0.2 | 61.1535 | 61.1535 | 70.8891 | 61.1535 | 109.1245 | 61.1535 | 61.1535 | 61.1535 | 91.4063 | 91.4063 | 110.6882 | 91.4063 | 137.7247 | 91.4063 | 96.9199 | 91.4063 | 124.1462 | 106.6131
|  | 7909 | 11 | 613 | 13 | 330 | 26 | 1 | 48 | 0.6 | 2.07 | 60 | 101716 | 2.658 | 20.4045 | -3.4223 | 0.2 | 93.6209 | 93.6209 | 93.6209 | 93.6209 | 432.0385 | 93.6209 | 113.859 | 93.6209 | 113.8316 | 113.8316 | 188.6956 | 113.8316 | 442.3035 | 113.8316 | 217.3166 | 113.8316 | 241.3709 | 115.2592
|  | 7910 | 11 | 614 | 14 | 330 | 26 | 1 | 48 | 0.48 | 2.17 | 57 | 101706 | 2.767 | 18.5452 | -18.15 | 0.2 | 80.8313 | 80.8313 | 80.8313 | 80.8313 | 712.0232 | 80.8313 | 287.7467 | 80.8313 | 80.3403 | 80.3403 | 91.5976 | 80.3403 | 684.229 | 80.3403 | 384.2202 | 80.3403 | 293.5196 | 70.684
|  | 7911 | 11 | 615 | 15 | 330 | 26 | 1 | 48 | 0.37 | 2.26 | 54 | 101696 | 2.876 | 14.3307 | -32.0806 | 0.2 | 61.5267 | 61.5267 | 61.5267 | 61.5267 | 697.3109 | 61.5267 | 460.053 | 61.5267 | 56.4696 | 56.4696 | 56.4696 | 56.4696 | 641.5849 | 56.4696 | 473.8182 | 56.4696 | 237.2778 | 45.5841
|  | 7912 | 11 | 616 | 16 | 330 | 26 | 1 | 48 | 0.26 | 2.36 | 51 | 101686 | 2.983 | 8.1548 | -44.903 | 0.2 | 40.1115 | 40.1115 | 40.1115 | 40.1115 | 517.4025 | 40.1115 | 515.7893 | 40.1115 | 40.2077 | 40.2077 | 40.2077 | 40.2077 | 445.9823 | 40.2077 | 444.8417 | 40.2077 | 131.1119 | 34.5507
|  | 7913 | 11 | 617 | 17 | 330 | 26 | 1 | 48 | -0.45 | 2.23 | 53 | 101703 | 2.954 | 0.47236 | -56.6539 | 0.2 | 9.4339 | 9.4339 | 9.4339 | 9.4339 | 89.1119 | 9.4339 | 130.5197 | 9.4339 | 13.4781 | 13.4781 | 13.4781 | 13.4781 | 70.664 | 13.4781 | 99.9437 | 13.4781 | 16.3778 | 15.1827
|  | 7914 | 11 | 618 | 18 | 330 | 26 | 1 | 48 | -1.17 | 2.1 | 55 | 101719 | 2.916 | 0 | -67.6139 | 0.2 | 0 | 0 | 0 | 0 | 0 | 0 | 0 | 0 | 0 | 0 | 0 | 0 | 0 | 0 | 0 | 0 | 0 | 0
|  | 7915 | 11 | 619 | 19 | 330 | 26 | 1 | 48 | -1.88 | 1.97 | 56 | 101735 | 2.876 | 0 | -78.2161 | 0.2 | 0 | 0 | 0 | 0 | 0 | 0 | 0 | 0 | 0 | 0 | 0 | 0 | 0 | 0 | 0 | 0 | 0 | 0
|  | 7916 | 11 | 620 | 20 | 330 | 26 | 1 | 48 | -2.04 | 1.93 | 57 | 101755 | 2.864 | 0 | -89.0323 | 0.2 | 0 | 0 | 0 | 0 | 0 | 0 | 0 | 0 | 0 | 0 | 0 | 0 | 0 | 0 | 0 | 0 | 0 | 0
|  | 7917 | 11 | 621 | 21 | 330 | 26 | 1 | 48 | -2.2 | 1.88 | 58 | 101775 | 2.851 | 0 | -100.8557 | 0.2 | 0 | 0 | 0 | 0 | 0 | 0 | 0 | 0 | 0 | 0 | 0 | 0 | 0 | 0 | 0 | 0 | 0 | 0
|  | 7918 | 11 | 622 | 22 | 330 | 26 | 1 | 48 | -2.36 | 1.83 | 59 | 101794 | 2.838 | 0 | -114.897 | 0.2 | 0 | 0 | 0 | 0 | 0 | 0 | 0 | 0 | 0 | 0 | 0 | 0 | 0 | 0 | 0 | 0 | 0 | 0
|  | 7919 | 11 | 623 | 23 | 330 | 26 | 1 | 48 | -2.3 | 1.46 | 57 | 101798 | 2.857 | 0 | -133.0379 | 0.2 | 0 | 0 | 0 | 0 | 0 | 0 | 0 | 0 | 0 | 0 | 0 | 0 | 0 | 0 | 0 | 0 | 0 | 0
|  | 7920 | 11 | 624 | 24 | 330 | 26 | 1 | 48 | -2.24 | 1.09 | 56 | 101801 | 2.877 | 0 | -157.3958 | 0.2 | 0 | 0 | 0 | 0 | 0 | 0 | 0 | 0 | 0 | 0 | 0 | 0 | 0 | 0 | 0 | 0 | 0 | 0
|  | 7921 | 11 | 625 | 1 | 331 | 27 | 2 | 48 | -2.18 | 0.72 | 54 | 101804 | 2.897 | 0 | 173.2104 | 0.2 | 0 | 0 | 0 | 0 | 0 | 0 | 0 | 0 | 0 | 0 | 0 | 0 | 0 | 0 | 0 | 0 | 0 | 0
|  | 7922 | 11 | 626 | 2 | 331 | 27 | 2 | 48 | -1.7 | 0.9 | 61 | 101784 | 2.861 | 0 | 145.3641 | 0.2 | 0 | 0 | 0 | 0 | 0 | 0 | 0 | 0 | 0 | 0 | 0 | 0 | 0 | 0 | 0 | 0 | 0 | 0
|  | 7923 | 11 | 627 | 3 | 331 | 27 | 2 | 48 | -1.22 | 1.08 | 67 | 101765 | 2.818 | 0 | 123.9815 | 0.2 | 0 | 0 | 0 | 0 | 0 | 0 | 0 | 0 | 0 | 0 | 0 | 0 | 0 | 0 | 0 | 0 | 0 | 0
|  | 7924 | 11 | 628 | 4 | 331 | 27 | 2 | 48 | -0.74 | 1.26 | 74 | 101745 | 2.768 | 0 | 107.984 | 0.2 | 0 | 0 | 0 | 0 | 0 | 0 | 0 | 0 | 0 | 0 | 0 | 0 | 0 | 0 | 0 | 0 | 0 | 0
|  | 7925 | 11 | 629 | 5 | 331 | 27 | 2 | 48 | -0.78 | 1.14 | 58 | 101725 | 2.787 | 0 | 95.1502 | 0.2 | 0 | 0 | 0 | 0 | 0 | 0 | 0 | 0 | 0 | 0 | 0 | 0 | 0 | 0 | 0 | 0 | 0 | 0
|  | 7926 | 11 | 630 | 6 | 331 | 27 | 2 | 48 | -0.81 | 1.03 | 42 | 101706 | 2.808 | 0 | 83.9164 | 0.2 | 0 | 0 | 0 | 0 | 0 | 0 | 0 | 0 | 0 | 0 | 0 | 0 | 0 | 0 | 0 | 0 | 0 | 0
|  | 7927 | 11 | 631 | 7 | 331 | 27 | 2 | 48 | -0.84 | 0.91 | 26 | 101686 | 2.829 | 0 | 73.2918 | 0.2 | 0 | 0 | 0 | 0 | 0 | 0 | 0 | 0 | 0 | 0 | 0 | 0 | 0 | 0 | 0 | 0 | 0 | 0
|  | 7928 | 11 | 632 | 8 | 331 | 27 | 2 | 48 | -0.25 | 0.79 | 25 | 101693 | 2.883 | 0 | 62.6016 | 0.2 | 0 | 0 | 0 | 0 | 0 | 0 | 0 | 0 | 0 | 0 | 0 | 0 | 0 | 0 | 0 | 0 | 0 | 0
|  | 7929 | 11 | 633 | 9 | 331 | 27 | 2 | 48 | 0.34 | 0.67 | 24 | 101699 | 2.937 | 3.9582 | 51.3431 | 0.2 | 0 | 0 | 0 | 0 | 0 | 0 | 0 | 0 | 0 | 0 | 0 | 0 | 0 | 0 | 0 | 0 | 0 | 0
|  | 7930 | 11 | 634 | 10 | 331 | 27 | 2 | 48 | 0.93 | 0.55 | 23 | 101706 | 2.988 | 11.0021 | 39.1477 | 0.2 | 21.3469 | 21.3469 | 21.3469 | 21.3469 | 21.3469 | 21.3469 | 21.3469 | 21.3469 | 33.8962 | 33.8962 | 33.8962 | 33.8962 | 33.8962 | 33.8962 | 33.8962 | 33.8962 | 41 | 41
|  | 7931 | 11 | 635 | 11 | 331 | 27 | 2 | 48 | 1.37 | 0.87 | 16 | 101680 | 3.039 | 16.3338 | 25.8333 | 0.2 | 14.9927 | 14.9927 | 14.9927 | 14.9927 | 14.9927 | 14.9927 | 14.9927 | 14.9927 | 23.9002 | 23.9002 | 23.9002 | 23.9002 | 23.9002 | 23.9002 | 23.9002 | 23.9002 | 29 | 29
|  | 7932 | 11 | 636 | 12 | 331 | 27 | 2 | 48 | 1.81 | 1.2 | 9 | 101653 | 3.088 | 19.5138 | 11.5125 | 0.2 | 27.6157 | 27.6157 | 27.6157 | 27.6157 | 27.6157 | 27.6157 | 27.6157 | 27.6157 | 43.8319 | 43.8319 | 43.8319 | 43.8319 | 43.8319 | 43.8319 | 43.8319 | 43.8319 | 53 | 53
|  | 7933 | 11 | 637 | 13 | 331 | 27 | 2 | 48 | 2.25 | 1.52 | 2 | 101627 | 3.137 | 20.2214 | -3.345 | 0.2 | 72.4392 | 72.4392 | 72.4392 | 72.4392 | 156.7204 | 72.4392 | 77.3652 | 72.4392 | 106.7738 | 106.7738 | 125.2804 | 106.7738 | 188.3593 | 106.7738 | 132.2467 | 106.7738 | 155.0456 | 123.9474
|  | 7934 | 11 | 638 | 14 | 331 | 27 | 2 | 48 | 1.9 | 1.33 | 1 | 101591 | 3.357 | 18.3781 | -18.0402 | 0.2 | 26.5594 | 26.5594 | 26.5594 | 26.5594 | 26.5594 | 26.5594 | 26.5594 | 26.5594 | 42.1678 | 42.1678 | 42.1678 | 42.1678 | 42.1678 | 42.1678 | 42.1678 | 42.1678 | 51 | 51
|  | 7935 | 11 | 639 | 15 | 331 | 27 | 2 | 48 | 1.55 | 1.14 | 0 | 101555 | 3.564 | 14.1827 | -31.9465 | 0.2 | 56.0463 | 56.0463 | 56.0463 | 56.0463 | 148.5834 | 56.0463 | 113.7498 | 56.0463 | 79.2033 | 79.2033 | 79.2033 | 79.2033 | 164.1248 | 79.2033 | 139.4937 | 79.2033 | 116.3434 | 88.7835
|  | 7936 | 11 | 640 | 16 | 331 | 27 | 2 | 48 | 1.2 | 0.95 | 359 | 101519 | 3.758 | 8.0261 | -44.7524 | 0.2 | 8.2259 | 8.2259 | 8.2259 | 8.2259 | 8.2259 | 8.2259 | 8.2259 | 8.2259 | 13.1538 | 13.1538 | 13.1538 | 13.1538 | 13.1538 | 13.1538 | 13.1538 | 13.1538 | 16 | 16
|  | 7937 | 11 | 641 | 17 | 331 | 27 | 2 | 48 | 0.78 | 0.97 | 2 | 101529 | 3.686 | 0.36077 | -56.4916 | 0.2 | 9.0745 | 9.0745 | 9.0745 | 9.0745 | 90.5339 | 9.0745 | 132.1072 | 9.0745 | 12.8334 | 12.8334 | 12.8334 | 12.8334 | 71.0909 | 12.8334 | 100.4876 | 12.8334 | 15.2318 | 14.3026
|  | 7938 | 11 | 642 | 18 | 331 | 27 | 2 | 48 | 0.37 | 0.99 | 6 | 101539 | 3.617 | 0 | -67.4413 | 0.2 | 0 | 0 | 0 | 0 | 0 | 0 | 0 | 0 | 0 | 0 | 0 | 0 | 0 | 0 | 0 | 0 | 0 | 0
|  | 7939 | 11 | 643 | 19 | 331 | 27 | 2 | 48 | -0.05 | 1.01 | 9 | 101549 | 3.547 | 0 | -78.0316 | 0.2 | 0 | 0 | 0 | 0 | 0 | 0 | 0 | 0 | 0 | 0 | 0 | 0 | 0 | 0 | 0 | 0 | 0 | 0
|  | 7940 | 11 | 644 | 20 | 331 | 27 | 2 | 48 | 0.04 | 0.96 | 39 | 101549 | 3.58 | 0 | -88.8319 | 0.2 | 0 | 0 | 0 | 0 | 0 | 0 | 0 | 0 | 0 | 0 | 0 | 0 | 0 | 0 | 0 | 0 | 0 | 0
|  | 7941 | 11 | 645 | 21 | 331 | 27 | 2 | 48 | 0.13 | 0.91 | 69 | 101549 | 3.614 | 0 | -100.6338 | 0.2 | 0 | 0 | 0 | 0 | 0 | 0 | 0 | 0 | 0 | 0 | 0 | 0 | 0 | 0 | 0 | 0 | 0 | 0
|  | 7942 | 11 | 646 | 22 | 331 | 27 | 2 | 48 | 0.22 | 0.87 | 99 | 101549 | 3.648 | 0 | -114.6489 | 0.2 | 0 | 0 | 0 | 0 | 0 | 0 | 0 | 0 | 0 | 0 | 0 | 0 | 0 | 0 | 0 | 0 | 0 | 0
|  | 7943 | 11 | 647 | 23 | 331 | 27 | 2 | 48 | 0.43 | 0.79 | 101 | 101539 | 3.712 | 0 | -132.7715 | 0.2 | 0 | 0 | 0 | 0 | 0 | 0 | 0 | 0 | 0 | 0 | 0 | 0 | 0 | 0 | 0 | 0 | 0 | 0
|  | 7944 | 11 | 648 | 24 | 331 | 27 | 2 | 48 | 0.63 | 0.7 | 103 | 101529 | 3.773 | 0 | -157.1627 | 0.2 | 0 | 0 | 0 | 0 | 0 | 0 | 0 | 0 | 0 | 0 | 0 | 0 | 0 | 0 | 0 | 0 | 0 | 0
|  | 7945 | 11 | 649 | 1 | 332 | 28 | 3 | 48 | 0.84 | 0.62 | 106 | 101519 | 3.839 | 0 | 173.322 | 0.2 | 0 | 0 | 0 | 0 | 0 | 0 | 0 | 0 | 0 | 0 | 0 | 0 | 0 | 0 | 0 | 0 | 0 | 0
|  | 7946 | 11 | 650 | 2 | 332 | 28 | 3 | 48 | 1.11 | 0.66 | 97 | 101499 | 3.917 | 0 | 145.3421 | 0.2 | 0 | 0 | 0 | 0 | 0 | 0 | 0 | 0 | 0 | 0 | 0 | 0 | 0 | 0 | 0 | 0 | 0 | 0
|  | 7947 | 11 | 651 | 3 | 332 | 28 | 3 | 48 | 1.38 | 0.7 | 89 | 101480 | 3.998 | 0 | 123.8977 | 0.2 | 0 | 0 | 0 | 0 | 0 | 0 | 0 | 0 | 0 | 0 | 0 | 0 | 0 | 0 | 0 | 0 | 0 | 0
|  | 7948 | 11 | 652 | 4 | 332 | 28 | 3 | 48 | 1.65 | 0.74 | 81 | 101460 | 4.079 | 0 | 107.8857 | 0.2 | 0 | 0 | 0 | 0 | 0 | 0 | 0 | 0 | 0 | 0 | 0 | 0 | 0 | 0 | 0 | 0 | 0 | 0
|  | 7949 | 11 | 653 | 5 | 332 | 28 | 3 | 48 | 1.64 | 0.97 | 105 | 101417 | 4.104 | 0 | 95.055 | 0.2 | 0 | 0 | 0 | 0 | 0 | 0 | 0 | 0 | 0 | 0 | 0 | 0 | 0 | 0 | 0 | 0 | 0 | 0
|  | 7950 | 11 | 654 | 6 | 332 | 28 | 3 | 48 | 1.64 | 1.2 | 129 | 101375 | 4.132 | 0 | 83.83 | 0.2 | 0 | 0 | 0 | 0 | 0 | 0 | 0 | 0 | 0 | 0 | 0 | 0 | 0 | 0 | 0 | 0 | 0 | 0
|  | 7951 | 11 | 655 | 7 | 332 | 28 | 3 | 48 | 1.64 | 1.43 | 153 | 101332 | 4.16 | 0 | 73.2167 | 0.2 | 0 | 0 | 0 | 0 | 0 | 0 | 0 | 0 | 0 | 0 | 0 | 0 | 0 | 0 | 0 | 0 | 0 | 0
|  | 7952 | 11 | 656 | 8 | 332 | 28 | 3 | 48 | 2.02 | 1.76 | 180 | 101303 | 4.242 | 0 | 62.5402 | 0.2 | 0 | 0 | 0 | 0 | 0 | 0 | 0 | 0 | 0 | 0 | 0 | 0 | 0 | 0 | 0 | 0 | 0 | 0
|  | 7953 | 11 | 657 | 9 | 332 | 28 | 3 | 48 | 2.4 | 2.09 | 206 | 101273 | 4.326 | 3.7719 | 51.2991 | 0.2 | 0 | 0 | 0 | 0 | 0 | 0 | 0 | 0 | 0 | 0 | 0 | 0 | 0 | 0 | 0 | 0 | 0 | 0
|  | 7954 | 11 | 658 | 10 | 332 | 28 | 3 | 48 | 2.78 | 2.41 | 233 | 101244 | 4.411 | 10.8119 | 39.1266 | 0.2 | 16.0594 | 16.0594 | 16.0594 | 16.0594 | 16.0594 | 16.0594 | 16.0594 | 16.0594 | 25.5716 | 25.5716 | 25.5716 | 25.5716 | 25.5716 | 25.5716 | 25.5716 | 25.5716 | 31 | 31
|  | 7955 | 11 | 659 | 11 | 332 | 28 | 3 | 48 | 3.38 | 2.63 | 242 | 101142 | 4.446 | 16.1427 | 25.8415 | 0.2 | 55.9995 | 55.9995 | 104.4107 | 55.9995 | 155.9578 | 55.9995 | 55.9995 | 55.9995 | 78.2726 | 78.2726 | 135.2357 | 78.2726 | 171.685 | 78.2726 | 78.2726 | 78.2726 | 119.3872 | 87.2404
|  | 7956 | 11 | 660 | 12 | 332 | 28 | 3 | 48 | 3.98 | 2.86 | 251 | 101041 | 4.476 | 19.3268 | 11.5555 | 0.2 | 40.88 | 40.88 | 41.5659 | 40.88 | 44.2348 | 40.88 | 40.88 | 40.88 | 64.5337 | 64.5337 | 65.868 | 64.5337 | 67.7551 | 64.5337 | 64.8979 | 64.5337 | 79 | 77.7991
|  | 7957 | 11 | 661 | 13 | 332 | 28 | 3 | 48 | 4.58 | 3.08 | 260 | 100939 | 4.497 | 20.045 | -3.2662 | 0.2 | 45.7506 | 45.7506 | 45.7506 | 45.7506 | 51.7731 | 45.7506 | 46.0943 | 45.7506 | 72.0635 | 72.0635 | 73.3768 | 72.0635 | 77.8785 | 72.0635 | 73.8629 | 72.0635 | 89 | 86.799
|  | 7958 | 11 | 662 | 14 | 332 | 28 | 3 | 48 | 4.42 | 3.76 | 253 | 100828 | 4.506 | 18.2177 | -17.9303 | 0.2 | 29.2094 | 29.2094 | 29.2094 | 29.2094 | 29.2094 | 29.2094 | 29.2094 | 29.2094 | 46.3346 | 46.3346 | 46.3346 | 46.3346 | 46.3346 | 46.3346 | 46.3346 | 46.3346 | 56 | 56
|  | 7959 | 11 | 663 | 15 | 332 | 28 | 3 | 48 | 4.27 | 4.44 | 246 | 100716 | 4.519 | 14.0414 | -31.8135 | 0.2 | 59.3827 | 59.3827 | 59.3827 | 59.3827 | 183.4481 | 59.3827 | 136.3469 | 59.3827 | 83.1968 | 83.1968 | 83.1968 | 83.1968 | 196.7435 | 83.1968 | 163.4379 | 83.1968 | 129.6698 | 93.156
|  | 7960 | 11 | 664 | 16 | 332 | 28 | 3 | 48 | 4.12 | 5.12 | 239 | 100605 | 4.529 | 7.9039 | -44.6037 | 0.2 | 12.4075 | 12.4075 | 12.4075 | 12.4075 | 12.4075 | 12.4075 | 12.4075 | 12.4075 | 19.7793 | 19.7793 | 19.7793 | 19.7793 | 19.7793 | 19.7793 | 19.7793 | 19.7793 | 24 | 24
|  | 7961 | 11 | 665 | 17 | 332 | 28 | 3 | 48 | 3.87 | 5.44 | 235 | 100523 | 4.554 | 0.2555 | -56.3318 | 0.2 | 3.0951 | 3.0951 | 3.0951 | 3.0951 | 3.0951 | 3.0951 | 3.0951 | 3.0951 | 4.9401 | 4.9401 | 4.9401 | 4.9401 | 4.9401 | 4.9401 | 4.9401 | 4.9401 | 6 | 6
|  | 7962 | 11 | 666 | 18 | 332 | 28 | 3 | 48 | 3.62 | 5.76 | 232 | 100441 | 4.578 | 0 | -67.2716 | 0.2 | 0 | 0 | 0 | 0 | 0 | 0 | 0 | 0 | 0 | 0 | 0 | 0 | 0 | 0 | 0 | 0 | 0 | 0
|  | 7963 | 11 | 667 | 19 | 332 | 28 | 3 | 48 | 3.37 | 6.08 | 228 | 100359 | 4.598 | 0 | -77.8504 | 0.2 | 0 | 0 | 0 | 0 | 0 | 0 | 0 | 0 | 0 | 0 | 0 | 0 | 0 | 0 | 0 | 0 | 0 | 0
|  | 7964 | 11 | 668 | 20 | 332 | 28 | 3 | 48 | 3.51 | 6.09 | 228 | 100267 | 4.684 | 0 | -88.6351 | 0.2 | 0 | 0 | 0 | 0 | 0 | 0 | 0 | 0 | 0 | 0 | 0 | 0 | 0 | 0 | 0 | 0 | 0 | 0
|  | 7965 | 11 | 669 | 21 | 332 | 28 | 3 | 48 | 3.65 | 6.1 | 228 | 100176 | 4.77 | 0 | -100.4156 | 0.2 | 0 | 0 | 0 | 0 | 0 | 0 | 0 | 0 | 0 | 0 | 0 | 0 | 0 | 0 | 0 | 0 | 0 | 0
|  | 7966 | 11 | 670 | 22 | 332 | 28 | 3 | 48 | 3.79 | 6.11 | 228 | 100084 | 4.857 | 0 | -114.4042 | 0.2 | 0 | 0 | 0 | 0 | 0 | 0 | 0 | 0 | 0 | 0 | 0 | 0 | 0 | 0 | 0 | 0 | 0 | 0
|  | 7967 | 11 | 671 | 23 | 332 | 28 | 3 | 48 | 3.9 | 5.43 | 231 | 100031 | 4.903 | 0 | -132.507 | 0.2 | 0 | 0 | 0 | 0 | 0 | 0 | 0 | 0 | 0 | 0 | 0 | 0 | 0 | 0 | 0 | 0 | 0 | 0
|  | 7968 | 11 | 672 | 24 | 332 | 28 | 3 | 48 | 4.02 | 4.75 | 235 | 99979 | 4.952 | 0 | -156.9276 | 0.2 | 0 | 0 | 0 | 0 | 0 | 0 | 0 | 0 | 0 | 0 | 0 | 0 | 0 | 0 | 0 | 0 | 0 | 0
|  | 7969 | 11 | 673 | 1 | 333 | 29 | 4 | 48 | 4.13 | 4.07 | 238 | 99927 | 4.998 | 0 | 173.4396 | 0.2 | 0 | 0 | 0 | 0 | 0 | 0 | 0 | 0 | 0 | 0 | 0 | 0 | 0 | 0 | 0 | 0 | 0 | 0
|  | 7970 | 11 | 674 | 2 | 333 | 29 | 4 | 48 | 3.9 | 3.12 | 242 | 99943 | 4.925 | 0 | 145.3279 | 0.2 | 0 | 0 | 0 | 0 | 0 | 0 | 0 | 0 | 0 | 0 | 0 | 0 | 0 | 0 | 0 | 0 | 0 | 0
|  | 7971 | 11 | 675 | 3 | 333 | 29 | 4 | 48 | 3.67 | 2.17 | 246 | 99959 | 4.853 | 0 | 123.8218 | 0.2 | 0 | 0 | 0 | 0 | 0 | 0 | 0 | 0 | 0 | 0 | 0 | 0 | 0 | 0 | 0 | 0 | 0 | 0
|  | 7972 | 11 | 676 | 4 | 333 | 29 | 4 | 48 | 3.44 | 1.21 | 250 | 99976 | 4.782 | 0 | 107.7947 | 0.2 | 0 | 0 | 0 | 0 | 0 | 0 | 0 | 0 | 0 | 0 | 0 | 0 | 0 | 0 | 0 | 0 | 0 | 0
|  | 7973 | 11 | 677 | 5 | 333 | 29 | 4 | 48 | 3.42 | 0.95 | 264 | 99992 | 4.765 | 0 | 94.9665 | 0.2 | 0 | 0 | 0 | 0 | 0 | 0 | 0 | 0 | 0 | 0 | 0 | 0 | 0 | 0 | 0 | 0 | 0 | 0
|  | 7974 | 11 | 678 | 6 | 333 | 29 | 4 | 48 | 3.4 | 0.68 | 278 | 100008 | 4.748 | 0 | 83.7498 | 0.2 | 0 | 0 | 0 | 0 | 0 | 0 | 0 | 0 | 0 | 0 | 0 | 0 | 0 | 0 | 0 | 0 | 0 | 0
|  | 7975 | 11 | 679 | 7 | 333 | 29 | 4 | 48 | 3.39 | 0.41 | 293 | 100025 | 4.735 | 0 | 73.1474 | 0.2 | 0 | 0 | 0 | 0 | 0 | 0 | 0 | 0 | 0 | 0 | 0 | 0 | 0 | 0 | 0 | 0 | 0 | 0
|  | 7976 | 11 | 680 | 8 | 333 | 29 | 4 | 48 | 3.59 | 0.53 | 308 | 100103 | 4.76 | 0 | 62.4843 | 0.2 | 0 | 0 | 0 | 0 | 0 | 0 | 0 | 0 | 0 | 0 | 0 | 0 | 0 | 0 | 0 | 0 | 0 | 0
|  | 7977 | 11 | 681 | 9 | 333 | 29 | 4 | 48 | 3.79 | 0.64 | 322 | 100182 | 4.784 | 3.5904 | 51.2602 | 0.2 | 0 | 0 | 0 | 0 | 0 | 0 | 0 | 0 | 0 | 0 | 0 | 0 | 0 | 0 | 0 | 0 | 0 | 0
|  | 7978 | 11 | 682 | 10 | 333 | 29 | 4 | 48 | 3.98 | 0.76 | 337 | 100261 | 4.804 | 10.6269 | 39.11 | 0.2 | 23.6128 | 23.6128 | 33.3105 | 23.6128 | 35.5415 | 23.6128 | 23.6128 | 23.6128 | 36.018 | 36.018 | 44.915 | 36.018 | 46.4926 | 36.018 | 36.018 | 36.018 | 45.278 | 42.3935
|  | 7979 | 11 | 683 | 11 | 333 | 29 | 4 | 48 | 3.93 | 1.18 | 347 | 100307 | 4.645 | 15.9573 | 25.8535 | 0.2 | 28.6988 | 28.6988 | 28.6988 | 28.6988 | 28.6988 | 28.6988 | 28.6988 | 28.6988 | 45.5149 | 45.5149 | 45.5149 | 45.5149 | 45.5149 | 45.5149 | 45.5149 | 45.5149 | 55 | 55
|  | 7980 | 11 | 684 | 12 | 333 | 29 | 4 | 48 | 3.88 | 1.6 | 357 | 100353 | 4.487 | 19.1462 | 11.601 | 0.2 | 37.9636 | 37.9636 | 38.3122 | 37.9636 | 39.6617 | 37.9636 | 37.9636 | 37.9636 | 60.0196 | 60.0196 | 60.6917 | 60.0196 | 61.646 | 60.0196 | 60.1987 | 60.0196 | 73 | 72.3981
|  | 7981 | 11 | 685 | 13 | 333 | 29 | 4 | 48 | 3.83 | 2.01 | 7 | 100398 | 4.33 | 19.8752 | -3.1862 | 0.2 | 56.4469 | 56.4469 | 56.4469 | 56.4469 | 75.8206 | 56.4469 | 57.5254 | 56.4469 | 88.229 | 88.229 | 92.4264 | 88.229 | 106.8883 | 88.229 | 93.9516 | 88.229 | 113.0063 | 105.9918
|  | 7982 | 11 | 686 | 14 | 333 | 29 | 4 | 48 | 3.94 | 1.66 | 11 | 100454 | 4.443 | 18.0641 | -17.8205 | 0.2 | 67.8126 | 67.8126 | 67.8126 | 67.8126 | 157.7254 | 67.8126 | 96.7159 | 67.8126 | 99.7837 | 99.7837 | 101.1275 | 99.7837 | 185.1432 | 99.7837 | 142.0029 | 99.7837 | 146.6156 | 115.8119
|  | 7983 | 11 | 687 | 15 | 333 | 29 | 4 | 48 | 4.05 | 1.3 | 16 | 100510 | 4.557 | 13.9069 | -31.6816 | 0.2 | 68.6437 | 68.6437 | 68.6437 | 68.6437 | 273.6606 | 68.6437 | 195.1739 | 68.6437 | 88.3822 | 88.3822 | 88.3822 | 88.3822 | 275.5314 | 88.3822 | 220.0328 | 88.3822 | 151.9254 | 92.2735
|  | 7984 | 11 | 688 | 16 | 333 | 29 | 4 | 48 | 4.16 | 0.94 | 20 | 100565 | 4.673 | 7.7883 | -44.4571 | 0.2 | 48.734 | 48.734 | 48.734 | 48.734 | 190.2101 | 48.734 | 187.554 | 48.734 | 65.0365 | 65.0365 | 65.0365 | 65.0365 | 184.2447 | 65.0365 | 182.3666 | 65.0365 | 96.2349 | 69.125
|  | 7985 | 11 | 689 | 17 | 333 | 29 | 4 | 48 | 3.19 | 0.96 | 36 | 100628 | 4.348 | 0.15657 | -56.1747 | 0.2 | 8.4755 | 8.4755 | 8.4755 | 8.4755 | 82.3125 | 8.4755 | 118.6665 | 8.4755 | 12.0626 | 12.0626 | 12.0626 | 12.0626 | 64.5295 | 12.0626 | 90.2357 | 12.0626 | 13.8504 | 13.4879
|  | 7986 | 11 | 690 | 18 | 333 | 29 | 4 | 48 | 2.23 | 0.97 | 51 | 100690 | 4.047 | 0 | -67.1051 | 0.2 | 0 | 0 | 0 | 0 | 0 | 0 | 0 | 0 | 0 | 0 | 0 | 0 | 0 | 0 | 0 | 0 | 0 | 0
|  | 7987 | 11 | 691 | 19 | 333 | 29 | 4 | 48 | 1.26 | 0.99 | 67 | 100752 | 3.762 | 0 | -77.6726 | 0.2 | 0 | 0 | 0 | 0 | 0 | 0 | 0 | 0 | 0 | 0 | 0 | 0 | 0 | 0 | 0 | 0 | 0 | 0
|  | 7988 | 11 | 692 | 20 | 333 | 29 | 4 | 48 | 0.59 | 0.86 | 74 | 100811 | 3.617 | 0 | -88.4421 | 0.2 | 0 | 0 | 0 | 0 | 0 | 0 | 0 | 0 | 0 | 0 | 0 | 0 | 0 | 0 | 0 | 0 | 0 | 0
|  | 7989 | 11 | 693 | 21 | 333 | 29 | 4 | 48 | -0.08 | 0.74 | 81 | 100870 | 3.478 | 0 | -100.2013 | 0.2 | 0 | 0 | 0 | 0 | 0 | 0 | 0 | 0 | 0 | 0 | 0 | 0 | 0 | 0 | 0 | 0 | 0 | 0
|  | 7990 | 11 | 694 | 22 | 333 | 29 | 4 | 48 | -0.75 | 0.61 | 88 | 100929 | 3.342 | 0 | -114.1632 | 0.2 | 0 | 0 | 0 | 0 | 0 | 0 | 0 | 0 | 0 | 0 | 0 | 0 | 0 | 0 | 0 | 0 | 0 | 0
|  | 7991 | 11 | 695 | 23 | 333 | 29 | 4 | 48 | -0.67 | 0.73 | 84 | 100965 | 3.415 | 0 | -132.2446 | 0.2 | 0 | 0 | 0 | 0 | 0 | 0 | 0 | 0 | 0 | 0 | 0 | 0 | 0 | 0 | 0 | 0 | 0 | 0
|  | 7992 | 11 | 696 | 24 | 333 | 29 | 4 | 48 | -0.6 | 0.86 | 80 | 101001 | 3.486 | 0 | -156.6908 | 0.2 | 0 | 0 | 0 | 0 | 0 | 0 | 0 | 0 | 0 | 0 | 0 | 0 | 0 | 0 | 0 | 0 | 0 | 0
|  | 7993 | 11 | 697 | 1 | 334 | 30 | 5 | 48 | -0.52 | 0.98 | 77 | 101037 | 3.56 | 0 | 173.5632 | 0.2 | 0 | 0 | 0 | 0 | 0 | 0 | 0 | 0 | 0 | 0 | 0 | 0 | 0 | 0 | 0 | 0 | 0 | 0
|  | 7994 | 11 | 698 | 2 | 334 | 30 | 5 | 48 | -0.31 | 0.96 | 80 | 101057 | 3.601 | 0 | 145.3218 | 0.2 | 0 | 0 | 0 | 0 | 0 | 0 | 0 | 0 | 0 | 0 | 0 | 0 | 0 | 0 | 0 | 0 | 0 | 0
|  | 7995 | 11 | 699 | 3 | 334 | 30 | 5 | 48 | -0.1 | 0.94 | 84 | 101077 | 3.644 | 0 | 123.7539 | 0.2 | 0 | 0 | 0 | 0 | 0 | 0 | 0 | 0 | 0 | 0 | 0 | 0 | 0 | 0 | 0 | 0 | 0 | 0
|  | 7996 | 11 | 700 | 4 | 334 | 30 | 5 | 48 | 0.12 | 0.92 | 87 | 101096 | 3.689 | 0 | 107.711 | 0.2 | 0 | 0 | 0 | 0 | 0 | 0 | 0 | 0 | 0 | 0 | 0 | 0 | 0 | 0 | 0 | 0 | 0 | 0
|  | 7997 | 11 | 701 | 5 | 334 | 30 | 5 | 48 | -0.22 | 1.21 | 85 | 101113 | 3.612 | 0 | 94.8846 | 0.2 | 0 | 0 | 0 | 0 | 0 | 0 | 0 | 0 | 0 | 0 | 0 | 0 | 0 | 0 | 0 | 0 | 0 | 0
|  | 7998 | 11 | 702 | 6 | 334 | 30 | 5 | 48 | -0.56 | 1.5 | 82 | 101129 | 3.536 | 0 | 83.6758 | 0.2 | 0 | 0 | 0 | 0 | 0 | 0 | 0 | 0 | 0 | 0 | 0 | 0 | 0 | 0 | 0 | 0 | 0 | 0
|  | 7999 | 11 | 703 | 7 | 334 | 30 | 5 | 48 | -0.89 | 1.79 | 80 | 101145 | 3.463 | 0 | 73.0839 | 0.2 | 0 | 0 | 0 | 0 | 0 | 0 | 0 | 0 | 0 | 0 | 0 | 0 | 0 | 0 | 0 | 0 | 0 | 0
|  | 8000 | 11 | 704 | 8 | 334 | 30 | 5 | 48 | -0.21 | 1.78 | 77 | 101191 | 3.617 | 0 | 62.4338 | 0.2 | 0 | 0 | 0 | 0 | 0 | 0 | 0 | 0 | 0 | 0 | 0 | 0 | 0 | 0 | 0 | 0 | 0 | 0
|  | 8001 | 11 | 705 | 9 | 334 | 30 | 5 | 48 | 0.46 | 1.77 | 75 | 101237 | 3.774 | 3.4135 | 51.2263 | 0.2 | 0 | 0 | 0 | 0 | 0 | 0 | 0 | 0 | 0 | 0 | 0 | 0 | 0 | 0 | 0 | 0 | 0 | 0
|  | 8002 | 11 | 706 | 10 | 334 | 30 | 5 | 48 | 1.14 | 1.75 | 72 | 101283 | 3.939 | 10.4473 | 39.0979 | 0.2 | 31.9375 | 31.9375 | 96.4925 | 31.9375 | 111.3783 | 31.9375 | 31.9375 | 31.9375 | 42.3613 | 42.3613 | 101.3549 | 42.3613 | 111.8807 | 42.3613 | 42.3613 | 42.3613 | 63.7084 | 44.8339
|  | 8003 | 11 | 707 | 11 | 334 | 30 | 5 | 48 | 2.33 | 2.32 | 64 | 101277 | 4.17 | 15.7779 | 25.8692 | 0.2 | 44.4615 | 44.4615 | 59.5655 | 44.4615 | 75.6097 | 44.4615 | 44.4615 | 44.4615 | 67.0123 | 67.0123 | 84.6089 | 67.0123 | 95.9539 | 67.0123 | 67.0123 | 67.0123 | 88.2378 | 78.4565
|  | 8004 | 11 | 708 | 12 | 334 | 30 | 5 | 48 | 3.52 | 2.88 | 56 | 101270 | 4.407 | 18.972 | 11.6492 | 0.2 | 59.1984 | 59.1984 | 69.1092 | 59.1984 | 107.2708 | 59.1984 | 59.1984 | 59.1984 | 88.5224 | 88.5224 | 107.4621 | 88.5224 | 134.4465 | 88.5224 | 93.4461 | 88.5224 | 120.1535 | 103.2796
|  | 8005 | 11 | 709 | 13 | 334 | 30 | 5 | 48 | 4.71 | 3.45 | 48 | 101263 | 4.65 | 19.7121 | -3.105 | 0.2 | 76.4969 | 76.4969 | 76.4969 | 76.4969 | 211.2084 | 76.4969 | 83.8045 | 76.4969 | 106.5418 | 106.5418 | 135.554 | 106.5418 | 235.9766 | 106.5418 | 145.8884 | 106.5418 | 167.0788 | 118.742
|  | 8006 | 11 | 710 | 14 | 334 | 30 | 5 | 48 | 4.8 | 3.3 | 49 | 101241 | 4.48 | 17.9174 | -17.7108 | 0.2 | 86.412 | 86.412 | 86.412 | 86.412 | 418.1278 | 86.412 | 192.345 | 86.412 | 106.2253 | 106.2253 | 110.9316 | 106.2253 | 420.3961 | 106.2253 | 260.7435 | 106.2253 | 221.1554 | 108.5668
|  | 8007 | 11 | 711 | 15 | 334 | 30 | 5 | 48 | 4.88 | 3.14 | 51 | 101218 | 4.306 | 13.779 | -31.551 | 0.2 | 75.6251 | 75.6251 | 75.6251 | 75.6251 | 462.4182 | 75.6251 | 313.1264 | 75.6251 | 90.5095 | 90.5095 | 90.5095 | 90.5095 | 442.7214 | 90.5095 | 337.1562 | 90.5095 | 202.1232 | 90.8134
|  | 8008 | 11 | 712 | 16 | 334 | 30 | 5 | 48 | 4.97 | 2.99 | 52 | 101195 | 4.132 | 7.6792 | -44.3125 | 0.2 | 37.2084 | 37.2084 | 37.2084 | 37.2084 | 142.9506 | 37.2084 | 140.4431 | 37.2084 | 50.5047 | 50.5047 | 50.5047 | 50.5047 | 139.3655 | 50.5047 | 137.5925 | 50.5047 | 74.4854 | 54.5594
|  | 8009 | 11 | 713 | 17 | 334 | 30 | 5 | 48 | 4.26 | 3.11 | 52 | 101218 | 4.133 | 0.063991 | -56.0203 | 0.2 | 8.1868 | 8.1868 | 8.1868 | 8.1868 | 83.5342 | 8.1868 | 119.9793 | 8.1868 | 11.4549 | 11.4549 | 11.4549 | 11.4549 | 64.8401 | 11.4549 | 90.6106 | 11.4549 | 12.7351 | 12.5846
|  | 8010 | 11 | 714 | 18 | 334 | 30 | 5 | 48 | 1.45 | 2.34 | 52 | 101241 | 3.824 | 0 | -66.9417 | 0.2 | 0 | 0 | 0 | 0 | 0 | 0 | 0 | 0 | 0 | 0 | 0 | 0 | 0 | 0 | 0 | 0 | 0 | 0
|  | 8011 | 11 | 715 | 19 | 334 | 30 | 5 | 48 | 1.82 | 2.45 | 52 | 101263 | 3.926 | 0 | -77.4985 | 0.2 | 0 | 0 | 0 | 0 | 0 | 0 | 0 | 0 | 0 | 0 | 0 | 0 | 0 | 0 | 0 | 0 | 0 | 0
|  | 8012 | 11 | 716 | 20 | 334 | 30 | 5 | 48 | 2.19 | 2.56 | 53 | 101290 | 4.031 | 0 | -88.253 | 0.2 | 0 | 0 | 0 | 0 | 0 | 0 | 0 | 0 | 0 | 0 | 0 | 0 | 0 | 0 | 0 | 0 | 0 | 0
|  | 8013 | 11 | 717 | 21 | 334 | 30 | 5 | 48 | 2.55 | 2.68 | 54 | 101316 | 4.134 | 0 | -99.9912 | 0.2 | 0 | 0 | 0 | 0 | 0 | 0 | 0 | 0 | 0 | 0 | 0 | 0 | 0 | 0 | 0 | 0 | 0 | 0
|  | 8014 | 11 | 718 | 22 | 334 | 30 | 5 | 48 | 2.92 | 2.79 | 55 | 101342 | 4.244 | 0 | -113.9262 | 0.2 | 0 | 0 | 0 | 0 | 0 | 0 | 0 | 0 | 0 | 0 | 0 | 0 | 0 | 0 | 0 | 0 | 0 | 0
|  | 8015 | 11 | 719 | 23 | 334 | 30 | 5 | 48 | 3.28 | 2.9 | 56 | 101342 | 4.353 | 0 | -131.9848 | 0.2 | 0 | 0 | 0 | 0 | 0 | 0 | 0 | 0 | 0 | 0 | 0 | 0 | 0 | 0 | 0 | 0 | 0 | 0
|  | 8016 | 11 | 720 | 24 | 334 | 30 | 5 | 48 | 3.65 | 3.02 | 56 | 101342 | 4.469 | 0 | -156.4528 | 0.2 | 0 | 0 | 0 | 0 | 0 | 0 | 0 | 0 | 0 | 0 | 0 | 0 | 0 | 0 | 0 | 0 | 0 | 0
|  | 8017 | 12 | 1 | 1 | 335 | 1 | 6 | 48 | 4.02 | 3.13 | 56 | 101342 | 4.587 | 0 | 173.6926 | 0.2 | 0 | 0 | 0 | 0 | 0 | 0 | 0 | 0 | 0 | 0 | 0 | 0 | 0 | 0 | 0 | 0 | 0 | 0
|  | 8018 | 12 | 2 | 2 | 335 | 1 | 6 | 48 | 4.38 | 3.24 | 163 | 100788 | 4.731 | 0 | 145.3236 | 0.2 | 0 | 0 | 0 | 0 | 0 | 0 | 0 | 0 | 0 | 0 | 0 | 0 | 0 | 0 | 0 | 0 | 0 | 0
|  | 8019 | 12 | 3 | 3 | 335 | 1 | 6 | 48 | 4.75 | 3.36 | 172 | 100706 | 4.86 | 0 | 123.6939 | 0.2 | 0 | 0 | 0 | 0 | 0 | 0 | 0 | 0 | 0 | 0 | 0 | 0 | 0 | 0 | 0 | 0 | 0 | 0
|  | 8020 | 12 | 4 | 4 | 335 | 1 | 6 | 48 | 5.11 | 3.47 | 182 | 100624 | 4.988 | 0 | 107.6347 | 0.2 | 0 | 0 | 0 | 0 | 0 | 0 | 0 | 0 | 0 | 0 | 0 | 0 | 0 | 0 | 0 | 0 | 0 | 0
|  | 8021 | 12 | 5 | 5 | 335 | 1 | 6 | 48 | 5.48 | 3.58 | 186 | 100582 | 5.12 | 0 | 94.8095 | 0.2 | 0 | 0 | 0 | 0 | 0 | 0 | 0 | 0 | 0 | 0 | 0 | 0 | 0 | 0 | 0 | 0 | 0 | 0
|  | 8022 | 12 | 6 | 6 | 335 | 1 | 6 | 48 | 5.85 | 3.7 | 191 | 100539 | 5.257 | 0 | 83.6079 | 0.2 | 0 | 0 | 0 | 0 | 0 | 0 | 0 | 0 | 0 | 0 | 0 | 0 | 0 | 0 | 0 | 0 | 0 | 0
|  | 8023 | 12 | 7 | 7 | 335 | 1 | 6 | 48 | 6.21 | 3.81 | 196 | 100497 | 5.392 | 0 | 73.0261 | 0.2 | 0 | 0 | 0 | 0 | 0 | 0 | 0 | 0 | 0 | 0 | 0 | 0 | 0 | 0 | 0 | 0 | 0 | 0
|  | 8024 | 12 | 8 | 8 | 335 | 1 | 6 | 48 | 6.58 | 3.92 | 197 | 100480 | 5.533 | 0 | 62.3887 | 0.2 | 0 | 0 | 0 | 0 | 0 | 0 | 0 | 0 | 0 | 0 | 0 | 0 | 0 | 0 | 0 | 0 | 0 | 0
|  | 8025 | 12 | 9 | 9 | 335 | 1 | 6 | 48 | 6.95 | 4.04 | 199 | 100464 | 5.677 | 3.2415 | 51.1975 | 0.2 | 0 | 0 | 0 | 0 | 0 | 0 | 0 | 0 | 0 | 0 | 0 | 0 | 0 | 0 | 0 | 0 | 0 | 0
|  | 8026 | 12 | 10 | 10 | 335 | 1 | 6 | 48 | 9.03 | 5.31 | 200 | 100448 | 5.743 | 10.2731 | 39.0903 | 0.2 | 24.0385 | 24.0385 | 35.0392 | 24.0385 | 37.5796 | 24.0385 | 24.0385 | 24.0385 | 36.6326 | 36.6326 | 46.6472 | 36.6326 | 48.4435 | 36.6326 | 36.6326 | 36.6326 | 46.2644 | 43.1023
|  | 8027 | 12 | 11 | 11 | 335 | 1 | 6 | 48 | 10.46 | 5.43 | 205 | 100398 | 6.039 | 15.6045 | 25.8884 | 0.2 | 70.8956 | 70.8956 | 244.4301 | 70.8956 | 428.4598 | 70.8956 | 70.8956 | 70.8956 | 80.4407 | 80.4407 | 281.6398 | 80.4407 | 411.7684 | 80.4407 | 80.4407 | 80.4407 | 187.1259 | 76.1219
|  | 8028 | 12 | 12 | 12 | 335 | 1 | 6 | 48 | 11.89 | 5.54 | 211 | 100349 | 6.329 | 18.8043 | 11.6997 | 0.2 | 84.3849 | 84.3849 | 151.7993 | 84.3849 | 409.9246 | 84.3849 | 84.3849 | 84.3849 | 102.0348 | 102.0348 | 229.7499 | 102.0348 | 412.272 | 102.0348 | 134.4116 | 102.0348 | 215.8118 | 102.6097
|  | 8029 | 12 | 13 | 13 | 335 | 1 | 6 | 48 | 13.32 | 5.66 | 216 | 100300 | 6.609 | 19.5559 | -3.0227 | 0.2 | 90.7678 | 90.7678 | 90.7678 | 90.7678 | 422.4972 | 90.7678 | 108.2849 | 90.7678 | 111.0245 | 111.0245 | 182.0768 | 111.0245 | 429.0315 | 111.0245 | 206.8499 | 111.0245 | 230.8048 | 112.8044
|  | 8030 | 12 | 14 | 14 | 335 | 1 | 6 | 48 | 13.22 | 5.27 | 214 | 100221 | 6.63 | 17.7775 | -17.6014 | 0.2 | 85.8907 | 85.8907 | 85.8907 | 85.8907 | 417.7523 | 85.8907 | 191.1722 | 85.8907 | 105.6336 | 105.6336 | 110.124 | 105.6336 | 419.2308 | 105.6336 | 259.0145 | 105.6336 | 219.6256 | 107.9938
|  | 8031 | 12 | 15 | 15 | 335 | 1 | 6 | 48 | 13.13 | 4.88 | 212 | 100143 | 6.655 | 13.658 | -31.4218 | 0.2 | 77.0657 | 77.0657 | 77.0657 | 77.0657 | 343.333 | 77.0657 | 239.7352 | 77.0657 | 98.2462 | 98.2462 | 98.2462 | 98.2462 | 340.1392 | 98.2462 | 266.8846 | 98.2462 | 178.0786 | 102.2575
|  | 8032 | 12 | 16 | 16 | 335 | 1 | 6 | 48 | 13.03 | 4.5 | 210 | 100064 | 6.675 | 7.5767 | -44.1702 | 0.2 | 39.28 | 39.28 | 39.28 | 39.28 | 473.6688 | 39.28 | 461.2655 | 39.28 | 41.9826 | 41.9826 | 41.9826 | 41.9826 | 406.1031 | 41.9826 | 397.3326 | 41.9826 | 118.8131 | 38.2577
|  | 8033 | 12 | 17 | 17 | 335 | 1 | 6 | 48 | 12.32 | 4.3 | 206 | 100035 | 6.556 | 0 | -55.8687 | 0.2 | 8.1047 | 8.1047 | 8.1047 | 8.1047 | 34.742 | 8.1047 | 47.4016 | 8.1047 | 11.0156 | 11.0156 | 11.0156 | 11.0156 | 29.838 | 11.0156 | 38.7897 | 11.0156 | 11.7292 | 11.7292
|  | 8034 | 12 | 18 | 18 | 335 | 1 | 6 | 48 | 11.61 | 4.11 | 202 | 100005 | 6.432 | 0 | -66.7817 | 0.2 | 0 | 0 | 0 | 0 | 0 | 0 | 0 | 0 | 0 | 0 | 0 | 0 | 0 | 0 | 0 | 0 | 0 | 0
|  | 8035 | 12 | 19 | 19 | 335 | 1 | 6 | 48 | 10.9 | 3.92 | 199 | 99976 | 6.305 | 0 | -77.3281 | 0.2 | 0 | 0 | 0 | 0 | 0 | 0 | 0 | 0 | 0 | 0 | 0 | 0 | 0 | 0 | 0 | 0 | 0 | 0
|  | 8036 | 12 | 20 | 20 | 335 | 1 | 6 | 48 | 10.64 | 4.18 | 197 | 99930 | 5.99 | 0 | -88.068 | 0.2 | 0 | 0 | 0 | 0 | 0 | 0 | 0 | 0 | 0 | 0 | 0 | 0 | 0 | 0 | 0 | 0 | 0 | 0
|  | 8037 | 12 | 21 | 21 | 335 | 1 | 6 | 48 | 10.37 | 4.45 | 195 | 99884 | 5.681 | 0 | -99.7854 | 0.2 | 0 | 0 | 0 | 0 | 0 | 0 | 0 | 0 | 0 | 0 | 0 | 0 | 0 | 0 | 0 | 0 | 0 | 0
|  | 8038 | 12 | 22 | 22 | 335 | 1 | 6 | 48 | 10.11 | 4.72 | 193 | 99838 | 5.384 | 0 | -113.6934 | 0.2 | 0 | 0 | 0 | 0 | 0 | 0 | 0 | 0 | 0 | 0 | 0 | 0 | 0 | 0 | 0 | 0 | 0 | 0
|  | 8039 | 12 | 23 | 23 | 335 | 1 | 6 | 48 | 9.93 | 4.79 | 192 | 99779 | 5.218 | 0 | -131.7278 | 0.2 | 0 | 0 | 0 | 0 | 0 | 0 | 0 | 0 | 0 | 0 | 0 | 0 | 0 | 0 | 0 | 0 | 0 | 0
|  | 8040 | 12 | 24 | 24 | 335 | 1 | 6 | 48 | 9.76 | 4.86 | 191 | 99720 | 5.058 | 0 | -156.2138 | 0.2 | 0 | 0 | 0 | 0 | 0 | 0 | 0 | 0 | 0 | 0 | 0 | 0 | 0 | 0 | 0 | 0 | 0 | 0
|  | 8041 | 12 | 25 | 1 | 336 | 2 | 7 | 48 | 9.58 | 4.94 | 190 | 99661 | 4.898 | 0 | 174.1687 | 0.2 | 0 | 0 | 0 | 0 | 0 | 0 | 0 | 0 | 0 | 0 | 0 | 0 | 0 | 0 | 0 | 0 | 0 | 0
|  | 8042 | 12 | 26 | 2 | 336 | 2 | 7 | 48 | 9.55 | 5.08 | 191 | 99609 | 4.71 | 0 | 145.6131 | 0.2 | 0 | 0 | 0 | 0 | 0 | 0 | 0 | 0 | 0 | 0 | 0 | 0 | 0 | 0 | 0 | 0 | 0 | 0
|  | 8043 | 12 | 27 | 3 | 336 | 2 | 7 | 48 | 9.53 | 5.22 | 192 | 99556 | 4.527 | 0 | 123.8463 | 0.2 | 0 | 0 | 0 | 0 | 0 | 0 | 0 | 0 | 0 | 0 | 0 | 0 | 0 | 0 | 0 | 0 | 0 | 0
|  | 8044 | 12 | 28 | 4 | 336 | 2 | 7 | 48 | 9.5 | 5.37 | 194 | 99504 | 4.341 | 0 | 107.722 | 0.2 | 0 | 0 | 0 | 0 | 0 | 0 | 0 | 0 | 0 | 0 | 0 | 0 | 0 | 0 | 0 | 0 | 0 | 0
|  | 8045 | 12 | 29 | 5 | 336 | 2 | 7 | 48 | 9.58 | 5.06 | 197 | 99497 | 4.495 | 0 | 94.8717 | 0.2 | 0 | 0 | 0 | 0 | 0 | 0 | 0 | 0 | 0 | 0 | 0 | 0 | 0 | 0 | 0 | 0 | 0 | 0
|  | 8046 | 12 | 30 | 6 | 336 | 2 | 7 | 48 | 9.66 | 4.76 | 200 | 99491 | 4.652 | 0 | 83.6652 | 0.2 | 0 | 0 | 0 | 0 | 0 | 0 | 0 | 0 | 0 | 0 | 0 | 0 | 0 | 0 | 0 | 0 | 0 | 0
|  | 8047 | 12 | 31 | 7 | 336 | 2 | 7 | 48 | 9.75 | 4.46 | 203 | 99484 | 4.813 | 0 | 73.0903 | 0.2 | 0 | 0 | 0 | 0 | 0 | 0 | 0 | 0 | 0 | 0 | 0 | 0 | 0 | 0 | 0 | 0 | 0 | 0
|  | 8048 | 12 | 32 | 8 | 336 | 2 | 7 | 48 | 10.12 | 4.25 | 204 | 99527 | 5.273 | 0 | 62.4687 | 0.2 | 0 | 0 | 0 | 0 | 0 | 0 | 0 | 0 | 0 | 0 | 0 | 0 | 0 | 0 | 0 | 0 | 0 | 0
|  | 8049 | 12 | 33 | 9 | 336 | 2 | 7 | 48 | 10.49 | 4.04 | 206 | 99569 | 5.753 | 2.989 | 51.3016 | 0.2 | 0 | 0 | 0 | 0 | 0 | 0 | 0 | 0 | 0 | 0 | 0 | 0 | 0 | 0 | 0 | 0 | 0 | 0
|  | 8050 | 12 | 34 | 10 | 336 | 2 | 7 | 48 | 10.86 | 3.83 | 208 | 99612 | 6.254 | 10.0351 | 39.2265 | 0.2 | 9.2623 | 9.2623 | 9.2623 | 9.2623 | 9.2623 | 9.2623 | 9.2623 | 9.2623 | 14.8038 | 14.8038 | 14.8038 | 14.8038 | 14.8038 | 14.8038 | 14.8038 | 14.8038 | 18 | 18
|  | 8051 | 12 | 35 | 11 | 336 | 2 | 7 | 48 | 11.08 | 3.6 | 213 | 99638 | 6.826 | 15.3892 | 26.0627 | 0.2 | 70.4645 | 70.4645 | 230.4601 | 70.4645 | 397.5946 | 70.4645 | 70.4645 | 70.4645 | 81.3669 | 81.3669 | 265.376 | 81.3669 | 383.558 | 81.3669 | 81.3669 | 81.3669 | 178.0661 | 77.8334
|  | 8052 | 12 | 36 | 12 | 336 | 2 | 7 | 48 | 11.3 | 3.36 | 218 | 99664 | 7.414 | 18.6207 | 11.9132 | 0.2 | 20.2344 | 20.2344 | 20.2344 | 20.2344 | 20.2344 | 20.2344 | 20.2344 | 20.2344 | 32.1924 | 32.1924 | 32.1924 | 32.1924 | 32.1924 | 32.1924 | 32.1924 | 32.1924 | 39 | 39
|  | 8053 | 12 | 37 | 13 | 336 | 2 | 7 | 48 | 11.52 | 3.12 | 223 | 99691 | 8.019 | 19.4121 | -2.7765 | 0.2 | 86.1119 | 86.1119 | 86.1119 | 86.1119 | 344.5346 | 86.1119 | 98.6446 | 86.1119 | 111.0976 | 111.0976 | 166.705 | 111.0976 | 358.2993 | 111.0976 | 184.4288 | 111.0976 | 208.8931 | 117.7197
|  | 8054 | 12 | 38 | 14 | 336 | 2 | 7 | 48 | 11.09 | 3.01 | 230 | 99743 | 7.768 | 17.6775 | -17.3346 | 0.2 | 19.7076 | 19.7076 | 19.7076 | 19.7076 | 19.7076 | 19.7076 | 19.7076 | 19.7076 | 31.3614 | 31.3614 | 31.3614 | 31.3614 | 31.3614 | 31.3614 | 31.3614 | 31.3614 | 38 | 38
|  | 8055 | 12 | 39 | 15 | 336 | 2 | 7 | 48 | 10.66 | 2.9 | 238 | 99795 | 7.526 | 13.6006 | -31.1471 | 0.2 | 16.0393 | 16.0393 | 16.0393 | 16.0393 | 16.0393 | 16.0393 | 16.0393 | 16.0393 | 25.5575 | 25.5575 | 25.5575 | 25.5575 | 25.5575 | 25.5575 | 25.5575 | 25.5575 | 31 | 31
|  | 8056 | 12 | 40 | 16 | 336 | 2 | 7 | 48 | 10.23 | 2.79 | 245 | 99848 | 7.29 | 7.557 | -43.8954 | 0.2 | 23.2152 | 23.2152 | 23.2152 | 23.2152 | 33.5185 | 23.2152 | 33.1287 | 23.2152 | 36.5619 | 36.5619 | 36.5619 | 36.5619 | 45.1886 | 36.5619 | 44.913 | 36.5619 | 46 | 44.1032
|  | 8057 | 12 | 41 | 17 | 336 | 2 | 7 | 48 | 9.81 | 2.24 | 253 | 99910 | 7.175 | 0 | -55.5958 | 0.2 | 5.0064 | 5.0064 | 5.0064 | 5.0064 | 8.0469 | 5.0064 | 9.4462 | 5.0064 | 7.8913 | 7.8913 | 7.8913 | 7.8913 | 10.0405 | 7.8913 | 11.03 | 7.8913 | 9.531 | 9.531
|  | 8058 | 12 | 42 | 18 | 336 | 2 | 7 | 48 | 9.38 | 1.7 | 262 | 99972 | 7.056 | 0 | -66.5075 | 0.2 | 0 | 0 | 0 | 0 | 0 | 0 | 0 | 0 | 0 | 0 | 0 | 0 | 0 | 0 | 0 | 0 | 0 | 0
|  | 8059 | 12 | 43 | 19 | 336 | 2 | 7 | 48 | 8.95 | 1.16 | 271 | 100035 | 6.937 | 0 | -77.0453 | 0.2 | 0 | 0 | 0 | 0 | 0 | 0 | 0 | 0 | 0 | 0 | 0 | 0 | 0 | 0 | 0 | 0 | 0 | 0
|  | 8060 | 12 | 44 | 20 | 336 | 2 | 7 | 48 | 8.65 | 0.92 | 273 | 100074 | 6.779 | 0 | -87.7651 | 0.2 | 0 | 0 | 0 | 0 | 0 | 0 | 0 | 0 | 0 | 0 | 0 | 0 | 0 | 0 | 0 | 0 | 0 | 0
|  | 8061 | 12 | 45 | 21 | 336 | 2 | 7 | 48 | 8.35 | 0.69 | 276 | 100113 | 6.623 | 0 | -99.4458 | 0.2 | 0 | 0 | 0 | 0 | 0 | 0 | 0 | 0 | 0 | 0 | 0 | 0 | 0 | 0 | 0 | 0 | 0 | 0
|  | 8062 | 12 | 46 | 22 | 336 | 2 | 7 | 48 | 8.05 | 0.46 | 279 | 100153 | 6.472 | 0 | -113.2934 | 0.2 | 0 | 0 | 0 | 0 | 0 | 0 | 0 | 0 | 0 | 0 | 0 | 0 | 0 | 0 | 0 | 0 | 0 | 0
|  | 8063 | 12 | 47 | 23 | 336 | 2 | 7 | 48 | 7.89 | 0.63 | 270 | 100153 | 6.406 | 0 | -131.2433 | 0.2 | 0 | 0 | 0 | 0 | 0 | 0 | 0 | 0 | 0 | 0 | 0 | 0 | 0 | 0 | 0 | 0 | 0 | 0
|  | 8064 | 12 | 48 | 24 | 336 | 2 | 7 | 48 | 7.74 | 0.81 | 260 | 100153 | 6.345 | 0 | -155.6642 | 0.2 | 0 | 0 | 0 | 0 | 0 | 0 | 0 | 0 | 0 | 0 | 0 | 0 | 0 | 0 | 0 | 0 | 0 | 0
|  | 8065 | 12 | 49 | 1 | 337 | 3 | 1 | 49 | 7.58 | 0.99 | 251 | 100153 | 6.28 | 0 | 174.3776 | 0.2 | 0 | 0 | 0 | 0 | 0 | 0 | 0 | 0 | 0 | 0 | 0 | 0 | 0 | 0 | 0 | 0 | 0 | 0
|  | 8066 | 12 | 50 | 2 | 337 | 3 | 1 | 49 | 7.16 | 1.52 | 249 | 100156 | 6.038 | 0 | 145.6869 | 0.2 | 0 | 0 | 0 | 0 | 0 | 0 | 0 | 0 | 0 | 0 | 0 | 0 | 0 | 0 | 0 | 0 | 0 | 0
|  | 8067 | 12 | 51 | 3 | 337 | 3 | 1 | 49 | 6.75 | 2.04 | 248 | 100159 | 5.809 | 0 | 123.843 | 0.2 | 0 | 0 | 0 | 0 | 0 | 0 | 0 | 0 | 0 | 0 | 0 | 0 | 0 | 0 | 0 | 0 | 0 | 0
|  | 8068 | 12 | 52 | 4 | 337 | 3 | 1 | 49 | 6.33 | 2.57 | 246 | 100162 | 5.583 | 0 | 107.6913 | 0.2 | 0 | 0 | 0 | 0 | 0 | 0 | 0 | 0 | 0 | 0 | 0 | 0 | 0 | 0 | 0 | 0 | 0 | 0
|  | 8069 | 12 | 53 | 5 | 337 | 3 | 1 | 49 | 6.12 | 2.82 | 242 | 100103 | 5.475 | 0 | 94.8356 | 0.2 | 0 | 0 | 0 | 0 | 0 | 0 | 0 | 0 | 0 | 0 | 0 | 0 | 0 | 0 | 0 | 0 | 0 | 0
|  | 8070 | 12 | 54 | 6 | 337 | 3 | 1 | 49 | 5.91 | 3.08 | 238 | 100044 | 5.369 | 0 | 83.6329 | 0.2 | 0 | 0 | 0 | 0 | 0 | 0 | 0 | 0 | 0 | 0 | 0 | 0 | 0 | 0 | 0 | 0 | 0 | 0
|  | 8071 | 12 | 55 | 7 | 337 | 3 | 1 | 49 | 5.7 | 3.34 | 234 | 99985 | 5.265 | 0 | 73.0666 | 0.2 | 0 | 0 | 0 | 0 | 0 | 0 | 0 | 0 | 0 | 0 | 0 | 0 | 0 | 0 | 0 | 0 | 0 | 0
|  | 8072 | 12 | 56 | 8 | 337 | 3 | 1 | 49 | 5.9 | 4.22 | 232 | 99946 | 5.218 | 0 | 62.4576 | 0.2 | 0 | 0 | 0 | 0 | 0 | 0 | 0 | 0 | 0 | 0 | 0 | 0 | 0 | 0 | 0 | 0 | 0 | 0
|  | 8073 | 12 | 57 | 9 | 337 | 3 | 1 | 49 | 6.11 | 5.09 | 230 | 99907 | 5.173 | 2.8104 | 51.3074 | 0.2 | 0 | 0 | 0 | 0 | 0 | 0 | 0 | 0 | 0 | 0 | 0 | 0 | 0 | 0 | 0 | 0 | 0 | 0
|  | 8074 | 12 | 58 | 10 | 337 | 3 | 1 | 49 | 6.31 | 5.97 | 228 | 99868 | 5.121 | 9.8586 | 39.2544 | 0.2 | 33.5906 | 33.5906 | 140.4498 | 33.5906 | 164.359 | 33.5906 | 33.5906 | 33.5906 | 40.6913 | 40.6913 | 137.0042 | 40.6913 | 153.9106 | 40.6913 | 40.6913 | 40.6913 | 68.937 | 39.5892
|  | 8075 | 12 | 59 | 11 | 337 | 3 | 1 | 49 | 6.78 | 6.35 | 227 | 99773 | 5.176 | 15.2187 | 26.1182 | 0.2 | 39.8101 | 39.8101 | 46.0187 | 39.8101 | 52.4732 | 39.8101 | 39.8101 | 39.8101 | 62.5087 | 62.5087 | 69.6119 | 62.5087 | 74.1759 | 62.5087 | 62.5087 | 62.5087 | 79.1078 | 75.271
|  | 8076 | 12 | 60 | 12 | 337 | 3 | 1 | 49 | 7.24 | 6.74 | 226 | 99677 | 5.226 | 18.4618 | 11.9994 | 0.2 | 44.0733 | 44.0733 | 45.5641 | 44.0733 | 51.087 | 44.0733 | 44.0733 | 44.0733 | 69.4054 | 69.4054 | 72.1522 | 69.4054 | 76.0575 | 69.4054 | 70.044 | 69.4054 | 86 | 83.6061
|  | 8077 | 12 | 61 | 13 | 337 | 3 | 1 | 49 | 7.71 | 7.12 | 225 | 99582 | 5.275 | 19.2706 | -2.6608 | 0.2 | 52.5717 | 52.5717 | 52.5717 | 52.5717 | 66.4992 | 52.5717 | 53.219 | 52.5717 | 82.4287 | 82.4287 | 85.4179 | 82.4287 | 95.7238 | 82.4287 | 86.3332 | 82.4287 | 104 | 99.1254
|  | 8078 | 12 | 62 | 14 | 337 | 3 | 1 | 49 | 7.47 | 7.42 | 225 | 99543 | 5.448 | 17.5577 | -17.1954 | 0.2 | 47.1363 | 47.1363 | 47.1363 | 47.1363 | 58.9763 | 47.1363 | 50.8004 | 47.1363 | 74.0175 | 74.0175 | 74.1996 | 74.0175 | 85.1625 | 74.0175 | 79.3813 | 74.0175 | 93 | 89.0785
|  | 8079 | 12 | 63 | 15 | 337 | 3 | 1 | 49 | 7.23 | 7.71 | 225 | 99504 | 5.614 | 13.5041 | -30.9924 | 0.2 | 48.0544 | 48.0544 | 48.0544 | 48.0544 | 101.3746 | 48.0544 | 80.0828 | 48.0544 | 71.77 | 71.77 | 71.77 | 71.77 | 120.0357 | 71.77 | 104.9801 | 71.77 | 98.6948 | 83.7571
|  | 8080 | 12 | 64 | 16 | 337 | 3 | 1 | 49 | 6.99 | 8.01 | 225 | 99464 | 5.774 | 7.4823 | -43.7317 | 0.2 | 29.1827 | 29.1827 | 29.1827 | 29.1827 | 75.0992 | 29.1827 | 73.11 | 29.1827 | 43.7735 | 43.7735 | 43.7735 | 43.7735 | 82.1428 | 43.7735 | 80.7362 | 43.7735 | 59.5561 | 51.2103
|  | 8081 | 12 | 65 | 17 | 337 | 3 | 1 | 49 | 6.98 | 7.79 | 224 | 99442 | 5.844 | 0 | -55.4261 | 0.2 | 7.9482 | 7.9482 | 7.9482 | 7.9482 | 87.4945 | 7.9482 | 123.3697 | 7.9482 | 10.873 | 10.873 | 10.873 | 10.873 | 67.0038 | 10.873 | 92.3714 | 10.873 | 11.6653 | 11.6653
|  | 8082 | 12 | 66 | 18 | 337 | 3 | 1 | 49 | 6.97 | 7.57 | 223 | 99419 | 5.914 | 0 | -66.3317 | 0.2 | 0 | 0 | 0 | 0 | 0 | 0 | 0 | 0 | 0 | 0 | 0 | 0 | 0 | 0 | 0 | 0 | 0 | 0
|  | 8083 | 12 | 67 | 19 | 337 | 3 | 1 | 49 | 6.96 | 7.35 | 222 | 99396 | 5.985 | 0 | -76.8603 | 0.2 | 0 | 0 | 0 | 0 | 0 | 0 | 0 | 0 | 0 | 0 | 0 | 0 | 0 | 0 | 0 | 0 | 0 | 0
|  | 8084 | 12 | 68 | 20 | 337 | 3 | 1 | 49 | 7.18 | 6.96 | 223 | 99386 | 6.1 | 0 | -87.5652 | 0.2 | 0 | 0 | 0 | 0 | 0 | 0 | 0 | 0 | 0 | 0 | 0 | 0 | 0 | 0 | 0 | 0 | 0 | 0
|  | 8085 | 12 | 69 | 21 | 337 | 3 | 1 | 49 | 7.41 | 6.57 | 223 | 99376 | 6.223 | 0 | -99.2227 | 0.2 | 0 | 0 | 0 | 0 | 0 | 0 | 0 | 0 | 0 | 0 | 0 | 0 | 0 | 0 | 0 | 0 | 0 | 0
|  | 8086 | 12 | 70 | 22 | 337 | 3 | 1 | 49 | 7.63 | 6.18 | 224 | 99366 | 6.343 | 0 | -113.0368 | 0.2 | 0 | 0 | 0 | 0 | 0 | 0 | 0 | 0 | 0 | 0 | 0 | 0 | 0 | 0 | 0 | 0 | 0 | 0
|  | 8087 | 12 | 71 | 23 | 337 | 3 | 1 | 49 | 7.99 | 6.04 | 224 | 99333 | 6.525 | 0 | -130.9484 | 0.2 | 0 | 0 | 0 | 0 | 0 | 0 | 0 | 0 | 0 | 0 | 0 | 0 | 0 | 0 | 0 | 0 | 0 | 0
|  | 8088 | 12 | 72 | 24 | 337 | 3 | 1 | 49 | 8.35 | 5.9 | 224 | 99301 | 6.713 | 0 | -155.3634 | 0.2 | 0 | 0 | 0 | 0 | 0 | 0 | 0 | 0 | 0 | 0 | 0 | 0 | 0 | 0 | 0 | 0 | 0 | 0
|  | 8089 | 12 | 73 | 1 | 338 | 4 | 2 | 49 | 8.71 | 5.77 | 224 | 99268 | 6.904 | 0 | 174.5893 | 0.2 | 0 | 0 | 0 | 0 | 0 | 0 | 0 | 0 | 0 | 0 | 0 | 0 | 0 | 0 | 0 | 0 | 0 | 0
|  | 8090 | 12 | 74 | 2 | 338 | 4 | 2 | 49 | 8.71 | 5.84 | 224 | 99242 | 6.893 | 0 | 145.7668 | 0.2 | 0 | 0 | 0 | 0 | 0 | 0 | 0 | 0 | 0 | 0 | 0 | 0 | 0 | 0 | 0 | 0 | 0 | 0
|  | 8091 | 12 | 75 | 3 | 338 | 4 | 2 | 49 | 8.72 | 5.91 | 225 | 99215 | 6.886 | 0 | 123.8463 | 0.2 | 0 | 0 | 0 | 0 | 0 | 0 | 0 | 0 | 0 | 0 | 0 | 0 | 0 | 0 | 0 | 0 | 0 | 0
|  | 8092 | 12 | 76 | 4 | 338 | 4 | 2 | 49 | 8.72 | 5.99 | 225 | 99189 | 6.874 | 0 | 107.6667 | 0.2 | 0 | 0 | 0 | 0 | 0 | 0 | 0 | 0 | 0 | 0 | 0 | 0 | 0 | 0 | 0 | 0 | 0 | 0
|  | 8093 | 12 | 77 | 5 | 338 | 4 | 2 | 49 | 8.9 | 6.04 | 226 | 99166 | 6.957 | 0 | 94.8052 | 0.2 | 0 | 0 | 0 | 0 | 0 | 0 | 0 | 0 | 0 | 0 | 0 | 0 | 0 | 0 | 0 | 0 | 0 | 0
|  | 8094 | 12 | 78 | 6 | 338 | 4 | 2 | 49 | 9.08 | 6.1 | 228 | 99143 | 7.041 | 0 | 83.6059 | 0.2 | 0 | 0 | 0 | 0 | 0 | 0 | 0 | 0 | 0 | 0 | 0 | 0 | 0 | 0 | 0 | 0 | 0 | 0
|  | 8095 | 12 | 79 | 7 | 338 | 4 | 2 | 49 | 9.27 | 6.15 | 229 | 99120 | 7.131 | 0 | 73.0477 | 0.2 | 0 | 0 | 0 | 0 | 0 | 0 | 0 | 0 | 0 | 0 | 0 | 0 | 0 | 0 | 0 | 0 | 0 | 0
|  | 8096 | 12 | 80 | 8 | 338 | 4 | 2 | 49 | 9.57 | 6.23 | 229 | 99111 | 7.273 | 0 | 62.4507 | 0.2 | 0 | 0 | 0 | 0 | 0 | 0 | 0 | 0 | 0 | 0 | 0 | 0 | 0 | 0 | 0 | 0 | 0 | 0
|  | 8097 | 12 | 81 | 9 | 338 | 4 | 2 | 49 | 9.86 | 6.31 | 229 | 99101 | 7.413 | 2.6377 | 51.3169 | 0.2 | 0 | 0 | 0 | 0 | 0 | 0 | 0 | 0 | 0 | 0 | 0 | 0 | 0 | 0 | 0 | 0 | 0 | 0
|  | 8098 | 12 | 82 | 10 | 338 | 4 | 2 | 49 | 10.16 | 6.39 | 229 | 99091 | 7.561 | 9.6883 | 39.2854 | 0.2 | 9.78 | 9.78 | 9.78 | 9.78 | 9.78 | 9.78 | 9.78 | 9.78 | 15.6285 | 15.6285 | 15.6285 | 15.6285 | 15.6285 | 15.6285 | 15.6285 | 15.6285 | 19 | 19
|  | 8099 | 12 | 83 | 11 | 338 | 4 | 2 | 49 | 10.27 | 6.17 | 230 | 99045 | 7.619 | 15.0549 | 26.1756 | 0.2 | 18.1336 | 18.1336 | 18.1336 | 18.1336 | 18.1336 | 18.1336 | 18.1336 | 18.1336 | 28.8726 | 28.8726 | 28.8726 | 28.8726 | 28.8726 | 28.8726 | 28.8726 | 28.8726 | 35 | 35
|  | 8100 | 12 | 84 | 12 | 338 | 4 | 2 | 49 | 10.39 | 5.94 | 230 | 98999 | 7.683 | 18.3098 | 12.0862 | 0.2 | 27.6175 | 27.6175 | 27.6175 | 27.6175 | 27.6175 | 27.6175 | 27.6175 | 27.6175 | 43.8332 | 43.8332 | 43.8332 | 43.8332 | 43.8332 | 43.8332 | 43.8332 | 43.8332 | 53 | 53
|  | 8101 | 12 | 85 | 13 | 338 | 4 | 2 | 49 | 10.5 | 5.72 | 230 | 98953 | 7.742 | 19.136 | -2.5458 | 0.2 | 48.8675 | 48.8675 | 48.8675 | 48.8675 | 59.2067 | 48.8675 | 49.3272 | 48.8675 | 76.7825 | 76.7825 | 78.9968 | 76.7825 | 86.6327 | 76.7825 | 79.6469 | 76.7825 | 96 | 92.4089
|  | 8102 | 12 | 86 | 14 | 338 | 4 | 2 | 49 | 10.62 | 6.01 | 230 | 98907 | 7.817 | 17.4447 | -17.0582 | 0.2 | 64.3924 | 64.3924 | 64.3924 | 64.3924 | 143.5911 | 64.3924 | 88.6939 | 64.3924 | 95.1998 | 95.1998 | 96.4238 | 95.1998 | 169.6094 | 95.1998 | 130.7912 | 95.1998 | 136.6912 | 110.6588
|  | 8103 | 12 | 87 | 15 | 338 | 4 | 2 | 49 | 10.73 | 6.29 | 230 | 98862 | 7.887 | 13.4139 | -30.8406 | 0.2 | 50.6607 | 50.6607 | 50.6607 | 50.6607 | 118.6366 | 50.6607 | 91.2478 | 50.6607 | 75.2164 | 75.2164 | 75.2164 | 75.2164 | 136.6338 | 75.2164 | 117.267 | 75.2164 | 106.4912 | 87.6097
|  | 8104 | 12 | 88 | 16 | 338 | 4 | 2 | 49 | 10.85 | 6.58 | 230 | 98816 | 7.963 | 7.4136 | -43.5716 | 0.2 | 25.6442 | 25.6442 | 25.6442 | 25.6442 | 55.0598 | 25.6442 | 53.6285 | 25.6442 | 38.7775 | 38.7775 | 38.7775 | 38.7775 | 63.313 | 38.7775 | 62.3009 | 38.7775 | 50.7781 | 45.4952
|  | 8105 | 12 | 89 | 17 | 338 | 4 | 2 | 49 | 10.79 | 6.6 | 229 | 98750 | 7.936 | 0 | -55.2607 | 0.2 | 8.0403 | 8.0403 | 8.0403 | 8.0403 | 29.1916 | 8.0403 | 38.5419 | 8.0403 | 10.5848 | 10.5848 | 10.5848 | 10.5848 | 25.487 | 10.5848 | 32.0987 | 10.5848 | 10.7931 | 10.7931
|  | 8106 | 12 | 90 | 18 | 338 | 4 | 2 | 49 | 10.73 | 6.63 | 229 | 98685 | 7.91 | 0 | -66.1606 | 0.2 | 0 | 0 | 0 | 0 | 0 | 0 | 0 | 0 | 0 | 0 | 0 | 0 | 0 | 0 | 0 | 0 | 0 | 0
|  | 8107 | 12 | 91 | 19 | 338 | 4 | 2 | 49 | 10.66 | 6.65 | 229 | 98619 | 7.878 | 0 | -76.6805 | 0.2 | 0 | 0 | 0 | 0 | 0 | 0 | 0 | 0 | 0 | 0 | 0 | 0 | 0 | 0 | 0 | 0 | 0 | 0
|  | 8108 | 12 | 92 | 20 | 338 | 4 | 2 | 49 | 10.7 | 6.95 | 226 | 98481 | 7.886 | 0 | -87.3711 | 0.2 | 0 | 0 | 0 | 0 | 0 | 0 | 0 | 0 | 0 | 0 | 0 | 0 | 0 | 0 | 0 | 0 | 0 | 0
|  | 8109 | 12 | 93 | 21 | 338 | 4 | 2 | 49 | 10.73 | 7.25 | 223 | 98344 | 7.89 | 0 | -99.0058 | 0.2 | 0 | 0 | 0 | 0 | 0 | 0 | 0 | 0 | 0 | 0 | 0 | 0 | 0 | 0 | 0 | 0 | 0 | 0
|  | 8110 | 12 | 94 | 22 | 338 | 4 | 2 | 49 | 10.77 | 7.54 | 221 | 98206 | 7.898 | 0 | -112.7868 | 0.2 | 0 | 0 | 0 | 0 | 0 | 0 | 0 | 0 | 0 | 0 | 0 | 0 | 0 | 0 | 0 | 0 | 0 | 0
|  | 8111 | 12 | 95 | 23 | 338 | 4 | 2 | 49 | 10.92 | 7.54 | 222 | 98085 | 8.009 | 0 | -130.6597 | 0.2 | 0 | 0 | 0 | 0 | 0 | 0 | 0 | 0 | 0 | 0 | 0 | 0 | 0 | 0 | 0 | 0 | 0 | 0
|  | 8112 | 12 | 96 | 24 | 338 | 4 | 2 | 49 | 11.07 | 7.54 | 223 | 97964 | 8.122 | 0 | -155.0654 | 0.2 | 0 | 0 | 0 | 0 | 0 | 0 | 0 | 0 | 0 | 0 | 0 | 0 | 0 | 0 | 0 | 0 | 0 | 0
|  | 8113 | 12 | 97 | 1 | 339 | 5 | 3 | 49 | 11.22 | 7.54 | 224 | 97842 | 8.236 | 0 | 174.8037 | 0.2 | 0 | 0 | 0 | 0 | 0 | 0 | 0 | 0 | 0 | 0 | 0 | 0 | 0 | 0 | 0 | 0 | 0 | 0
|  | 8114 | 12 | 98 | 2 | 339 | 5 | 3 | 49 | 10.49 | 6.64 | 240 | 98042 | 7.784 | 0 | 145.8529 | 0.2 | 0 | 0 | 0 | 0 | 0 | 0 | 0 | 0 | 0 | 0 | 0 | 0 | 0 | 0 | 0 | 0 | 0 | 0
|  | 8115 | 12 | 99 | 3 | 339 | 5 | 3 | 49 | 9.77 | 5.73 | 255 | 98242 | 7.361 | 0 | 123.8562 | 0.2 | 0 | 0 | 0 | 0 | 0 | 0 | 0 | 0 | 0 | 0 | 0 | 0 | 0 | 0 | 0 | 0 | 0 | 0
|  | 8116 | 12 | 100 | 4 | 339 | 5 | 3 | 49 | 9.04 | 4.83 | 271 | 98442 | 6.953 | 0 | 107.6485 | 0.2 | 0 | 0 | 0 | 0 | 0 | 0 | 0 | 0 | 0 | 0 | 0 | 0 | 0 | 0 | 0 | 0 | 0 | 0
|  | 8117 | 12 | 101 | 5 | 339 | 5 | 3 | 49 | 7.94 | 4.57 | 274 | 98583 | 6.398 | 0 | 94.7806 | 0.2 | 0 | 0 | 0 | 0 | 0 | 0 | 0 | 0 | 0 | 0 | 0 | 0 | 0 | 0 | 0 | 0 | 0 | 0
|  | 8118 | 12 | 102 | 6 | 339 | 5 | 3 | 49 | 6.85 | 4.32 | 277 | 98724 | 5.887 | 0 | 83.5841 | 0.2 | 0 | 0 | 0 | 0 | 0 | 0 | 0 | 0 | 0 | 0 | 0 | 0 | 0 | 0 | 0 | 0 | 0 | 0
|  | 8119 | 12 | 103 | 7 | 339 | 5 | 3 | 49 | 5.76 | 4.07 | 279 | 98865 | 5.414 | 0 | 73.0336 | 0.2 | 0 | 0 | 0 | 0 | 0 | 0 | 0 | 0 | 0 | 0 | 0 | 0 | 0 | 0 | 0 | 0 | 0 | 0
|  | 8120 | 12 | 104 | 8 | 339 | 5 | 3 | 49 | 5.67 | 4.11 | 274 | 98993 | 5.369 | 0 | 62.4482 | 0.2 | 0 | 0 | 0 | 0 | 0 | 0 | 0 | 0 | 0 | 0 | 0 | 0 | 0 | 0 | 0 | 0 | 0 | 0
|  | 8121 | 12 | 105 | 9 | 339 | 5 | 3 | 49 | 5.58 | 4.14 | 269 | 99120 | 5.324 | 2.4709 | 51.3302 | 0.2 | 0 | 0 | 0 | 0 | 0 | 0 | 0 | 0 | 0 | 0 | 0 | 0 | 0 | 0 | 0 | 0 | 0 | 0
|  | 8122 | 12 | 106 | 10 | 339 | 5 | 3 | 49 | 5.49 | 4.18 | 264 | 99248 | 5.279 | 9.5244 | 39.3194 | 0.2 | 34.0558 | 34.0558 | 429.3512 | 34.0558 | 516.6796 | 34.0558 | 34.0558 | 34.0558 | 29.9113 | 29.9113 | 383.4398 | 29.9113 | 445.1904 | 29.9113 | 29.9113 | 29.9113 | 126.8374 | 22.168
|  | 8123 | 12 | 107 | 11 | 339 | 5 | 3 | 49 | 5.58 | 4.7 | 262 | 99284 | 5.152 | 14.8977 | 26.235 | 0.2 | 33.5408 | 33.5408 | 35.2806 | 33.5408 | 37.0711 | 33.5408 | 33.5408 | 33.5408 | 53.001 | 53.001 | 54.9716 | 53.001 | 56.2377 | 53.001 | 53.001 | 53.001 | 65 | 63.953
|  | 8124 | 12 | 108 | 12 | 339 | 5 | 3 | 49 | 5.67 | 5.23 | 261 | 99320 | 5.022 | 18.1647 | 12.1739 | 0.2 | 66.0853 | 66.0853 | 234.7798 | 66.0853 | 848.0556 | 66.0853 | 66.0853 | 66.0853 | 53.5752 | 53.5752 | 358.4522 | 53.5752 | 792.1037 | 53.5752 | 119.8821 | 53.5752 | 301.1025 | 38.6358
|  | 8125 | 12 | 109 | 13 | 339 | 5 | 3 | 49 | 5.76 | 5.75 | 260 | 99356 | 4.891 | 19.0083 | -2.4314 | 0.2 | 73.2142 | 73.2142 | 73.2142 | 73.2142 | 858.343 | 73.2142 | 106.5525 | 73.2142 | 62.1008 | 62.1008 | 229.9501 | 62.1008 | 808.6937 | 62.1008 | 277.0975 | 62.1008 | 317.6926 | 46.9796
|  | 8126 | 12 | 110 | 14 | 339 | 5 | 3 | 49 | 5.53 | 5 | 258 | 99386 | 4.603 | 17.3384 | -16.9228 | 0.2 | 85.8313 | 85.8313 | 85.8313 | 85.8313 | 568.8156 | 85.8313 | 232.7835 | 85.8313 | 96.602 | 96.602 | 104.1401 | 96.602 | 549.5725 | 96.602 | 311.962 | 96.602 | 250.1567 | 92.5439
|  | 8127 | 12 | 111 | 15 | 339 | 5 | 3 | 49 | 5.29 | 4.25 | 257 | 99415 | 4.319 | 13.3301 | -30.6918 | 0.2 | 71.6989 | 71.6989 | 71.6989 | 71.6989 | 500.9257 | 71.6989 | 326.4724 | 71.6989 | 83.2389 | 83.2389 | 83.2389 | 83.2389 | 470.3775 | 83.2389 | 347.0204 | 83.2389 | 199.9113 | 81.6414
|  | 8128 | 12 | 112 | 16 | 339 | 5 | 3 | 49 | 5.06 | 3.5 | 255 | 99445 | 4.047 | 7.3508 | -43.4153 | 0.2 | 39.538 | 39.538 | 39.538 | 39.538 | 358.8547 | 39.538 | 341.6619 | 39.538 | 48.4508 | 48.4508 | 48.4508 | 48.4508 | 314.3414 | 48.4508 | 302.1842 | 48.4508 | 106.5202 | 49.8108
|  | 8129 | 12 | 113 | 17 | 339 | 5 | 3 | 49 | 4.82 | 3.76 | 251 | 99455 | 4.042 | 0 | -55.0996 | 0.2 | 7.7916 | 7.7916 | 7.7916 | 7.7916 | 77.2707 | 7.7916 | 107.386 | 7.7916 | 10.3316 | 10.3316 | 10.3316 | 10.3316 | 59.2165 | 10.3316 | 80.5113 | 10.3316 | 10.7213 | 10.7213
|  | 8130 | 12 | 114 | 18 | 339 | 5 | 3 | 49 | 4.58 | 4.01 | 246 | 99464 | 4.036 | 0 | -65.9943 | 0.2 | 0 | 0 | 0 | 0 | 0 | 0 | 0 | 0 | 0 | 0 | 0 | 0 | 0 | 0 | 0 | 0 | 0 | 0
|  | 8131 | 12 | 115 | 19 | 339 | 5 | 3 | 49 | 4.33 | 4.26 | 242 | 99474 | 4.026 | 0 | -76.5059 | 0.2 | 0 | 0 | 0 | 0 | 0 | 0 | 0 | 0 | 0 | 0 | 0 | 0 | 0 | 0 | 0 | 0 | 0 | 0
|  | 8132 | 12 | 116 | 20 | 339 | 5 | 3 | 49 | 4.26 | 4.33 | 238 | 99468 | 4.19 | 0 | -87.1827 | 0.2 | 0 | 0 | 0 | 0 | 0 | 0 | 0 | 0 | 0 | 0 | 0 | 0 | 0 | 0 | 0 | 0 | 0 | 0
|  | 8133 | 12 | 117 | 21 | 339 | 5 | 3 | 49 | 4.19 | 4.39 | 234 | 99461 | 4.353 | 0 | -98.7953 | 0.2 | 0 | 0 | 0 | 0 | 0 | 0 | 0 | 0 | 0 | 0 | 0 | 0 | 0 | 0 | 0 | 0 | 0 | 0
|  | 8134 | 12 | 118 | 22 | 339 | 5 | 3 | 49 | 4.12 | 4.46 | 230 | 99455 | 4.514 | 0 | -112.5436 | 0.2 | 0 | 0 | 0 | 0 | 0 | 0 | 0 | 0 | 0 | 0 | 0 | 0 | 0 | 0 | 0 | 0 | 0 | 0
|  | 8135 | 12 | 119 | 23 | 339 | 5 | 3 | 49 | 4.06 | 4.54 | 230 | 99445 | 4.592 | 0 | -130.3771 | 0.2 | 0 | 0 | 0 | 0 | 0 | 0 | 0 | 0 | 0 | 0 | 0 | 0 | 0 | 0 | 0 | 0 | 0 | 0
|  | 8136 | 12 | 120 | 24 | 339 | 5 | 3 | 49 | 4 | 4.63 | 230 | 99435 | 4.671 | 0 | -154.7705 | 0.2 | 0 | 0 | 0 | 0 | 0 | 0 | 0 | 0 | 0 | 0 | 0 | 0 | 0 | 0 | 0 | 0 | 0 | 0
|  | 8137 | 12 | 121 | 1 | 340 | 6 | 4 | 49 | 3.94 | 4.72 | 230 | 99425 | 4.748 | 0 | 175.0208 | 0.2 | 0 | 0 | 0 | 0 | 0 | 0 | 0 | 0 | 0 | 0 | 0 | 0 | 0 | 0 | 0 | 0 | 0 | 0
|  | 8138 | 12 | 122 | 2 | 340 | 6 | 4 | 49 | 3.98 | 4.8 | 235 | 99419 | 4.781 | 0 | 145.9452 | 0.2 | 0 | 0 | 0 | 0 | 0 | 0 | 0 | 0 | 0 | 0 | 0 | 0 | 0 | 0 | 0 | 0 | 0 | 0
|  | 8139 | 12 | 123 | 3 | 340 | 6 | 4 | 49 | 4.03 | 4.87 | 241 | 99412 | 4.817 | 0 | 123.8732 | 0.2 | 0 | 0 | 0 | 0 | 0 | 0 | 0 | 0 | 0 | 0 | 0 | 0 | 0 | 0 | 0 | 0 | 0 | 0
|  | 8140 | 12 | 124 | 4 | 340 | 6 | 4 | 49 | 4.07 | 4.95 | 246 | 99405 | 4.85 | 0 | 107.6368 | 0.2 | 0 | 0 | 0 | 0 | 0 | 0 | 0 | 0 | 0 | 0 | 0 | 0 | 0 | 0 | 0 | 0 | 0 | 0
|  | 8141 | 12 | 125 | 5 | 340 | 6 | 4 | 49 | 3.94 | 4.57 | 248 | 99412 | 4.818 | 0 | 94.7619 | 0.2 | 0 | 0 | 0 | 0 | 0 | 0 | 0 | 0 | 0 | 0 | 0 | 0 | 0 | 0 | 0 | 0 | 0 | 0
|  | 8142 | 12 | 126 | 6 | 340 | 6 | 4 | 49 | 3.81 | 4.18 | 250 | 99419 | 4.787 | 0 | 83.5677 | 0.2 | 0 | 0 | 0 | 0 | 0 | 0 | 0 | 0 | 0 | 0 | 0 | 0 | 0 | 0 | 0 | 0 | 0 | 0
|  | 8143 | 12 | 127 | 7 | 340 | 6 | 4 | 49 | 3.69 | 3.79 | 252 | 99425 | 4.758 | 0 | 73.0244 | 0.2 | 0 | 0 | 0 | 0 | 0 | 0 | 0 | 0 | 0 | 0 | 0 | 0 | 0 | 0 | 0 | 0 | 0 | 0
|  | 8144 | 12 | 128 | 8 | 340 | 6 | 4 | 49 | 3.93 | 3.81 | 251 | 99451 | 4.819 | 0 | 62.45 | 0.2 | 0 | 0 | 0 | 0 | 0 | 0 | 0 | 0 | 0 | 0 | 0 | 0 | 0 | 0 | 0 | 0 | 0 | 0
|  | 8145 | 12 | 129 | 9 | 340 | 6 | 4 | 49 | 4.17 | 3.82 | 250 | 99478 | 4.881 | 2.3102 | 51.3473 | 0.2 | 0 | 0 | 0 | 0 | 0 | 0 | 0 | 0 | 0 | 0 | 0 | 0 | 0 | 0 | 0 | 0 | 0 | 0
|  | 8146 | 12 | 130 | 10 | 340 | 6 | 4 | 49 | 4.41 | 3.83 | 249 | 99504 | 4.943 | 9.367 | 39.3564 | 0.2 | 22.0214 | 22.0214 | 32.5014 | 22.0214 | 34.7997 | 22.0214 | 22.0214 | 22.0214 | 33.599 | 33.599 | 42.9371 | 33.599 | 44.5623 | 33.599 | 33.599 | 33.599 | 42.2842 | 39.558
|  | 8147 | 12 | 131 | 11 | 340 | 6 | 4 | 49 | 4.56 | 4.04 | 247 | 99494 | 5.03 | 14.7474 | 26.2965 | 0.2 | 43.8431 | 43.8431 | 62.7977 | 43.8431 | 82.2008 | 43.8431 | 43.8431 | 43.8431 | 65.8778 | 65.8778 | 87.2445 | 65.8778 | 100.9645 | 65.8778 | 65.8778 | 65.8778 | 88.3322 | 77.0698
|  | 8148 | 12 | 132 | 12 | 340 | 6 | 4 | 49 | 4.71 | 4.24 | 244 | 99484 | 5.118 | 18.0266 | 12.2623 | 0.2 | 32.9334 | 32.9334 | 32.9334 | 32.9334 | 32.9334 | 32.9334 | 32.9334 | 32.9334 | 52.1779 | 52.1779 | 52.1779 | 52.1779 | 52.1779 | 52.1779 | 52.1779 | 52.1779 | 63 | 63
|  | 8149 | 12 | 133 | 13 | 340 | 6 | 4 | 49 | 4.86 | 4.44 | 241 | 99474 | 5.208 | 18.8877 | -2.3177 | 0.2 | 38.4213 | 38.4213 | 38.4213 | 38.4213 | 40.6483 | 38.4213 | 38.5114 | 38.4213 | 60.7215 | 60.7215 | 61.197 | 60.7215 | 62.8355 | 60.7215 | 61.3244 | 60.7215 | 74 | 73.2374
|  | 8150 | 12 | 134 | 14 | 340 | 6 | 4 | 49 | 4.88 | 4.44 | 246 | 99497 | 5.187 | 17.2389 | -16.7894 | 0.2 | 61.2424 | 61.2424 | 61.2424 | 61.2424 | 128.7914 | 61.2424 | 81.623 | 61.2424 | 90.9555 | 90.9555 | 92.0252 | 90.9555 | 154.2008 | 90.9555 | 120.8477 | 90.9555 | 127.7802 | 105.8868
|  | 8151 | 12 | 135 | 15 | 340 | 6 | 4 | 49 | 4.91 | 4.43 | 251 | 99520 | 5.169 | 13.2528 | -30.546 | 0.2 | 40.0923 | 40.0923 | 40.0923 | 40.0923 | 55.9963 | 40.0923 | 49.4777 | 40.0923 | 62.8612 | 62.8612 | 62.8612 | 62.8612 | 77.1824 | 62.8612 | 72.5731 | 62.8612 | 80 | 75.6507
|  | 8152 | 12 | 136 | 16 | 340 | 6 | 4 | 49 | 4.93 | 4.43 | 256 | 99543 | 5.149 | 7.2941 | -43.2627 | 0.2 | 32.091 | 32.091 | 32.091 | 32.091 | 114.2859 | 32.091 | 109.4465 | 32.091 | 45.6811 | 45.6811 | 45.6811 | 45.6811 | 114.0174 | 45.6811 | 110.5954 | 45.6811 | 65.8838 | 51.4365
|  | 8153 | 12 | 137 | 17 | 340 | 6 | 4 | 49 | 4.8 | 4.2 | 256 | 99576 | 5.084 | 0 | -54.9428 | 0.2 | 8.0153 | 8.0153 | 8.0153 | 8.0153 | 38.9217 | 8.0153 | 52.0605 | 8.0153 | 10.4882 | 10.4882 | 10.4882 | 10.4882 | 32.208 | 10.4882 | 41.4985 | 10.4882 | 10.5523 | 10.5523
|  | 8154 | 12 | 138 | 18 | 340 | 6 | 4 | 49 | 4.67 | 3.97 | 256 | 99609 | 5.021 | 0 | -65.8328 | 0.2 | 0 | 0 | 0 | 0 | 0 | 0 | 0 | 0 | 0 | 0 | 0 | 0 | 0 | 0 | 0 | 0 | 0 | 0
|  | 8155 | 12 | 139 | 19 | 340 | 6 | 4 | 49 | 4.54 | 3.74 | 256 | 99641 | 4.958 | 0 | -76.3366 | 0.2 | 0 | 0 | 0 | 0 | 0 | 0 | 0 | 0 | 0 | 0 | 0 | 0 | 0 | 0 | 0 | 0 | 0 | 0
|  | 8156 | 12 | 140 | 20 | 340 | 6 | 4 | 49 | 4.52 | 3.58 | 254 | 99674 | 4.928 | 0 | -87.0002 | 0.2 | 0 | 0 | 0 | 0 | 0 | 0 | 0 | 0 | 0 | 0 | 0 | 0 | 0 | 0 | 0 | 0 | 0 | 0
|  | 8157 | 12 | 141 | 21 | 340 | 6 | 4 | 49 | 4.49 | 3.42 | 252 | 99707 | 4.893 | 0 | -98.5913 | 0.2 | 0 | 0 | 0 | 0 | 0 | 0 | 0 | 0 | 0 | 0 | 0 | 0 | 0 | 0 | 0 | 0 | 0 | 0
|  | 8158 | 12 | 142 | 22 | 340 | 6 | 4 | 49 | 4.47 | 3.26 | 250 | 99740 | 4.863 | 0 | -112.3073 | 0.2 | 0 | 0 | 0 | 0 | 0 | 0 | 0 | 0 | 0 | 0 | 0 | 0 | 0 | 0 | 0 | 0 | 0 | 0
|  | 8159 | 12 | 143 | 23 | 340 | 6 | 4 | 49 | 4.62 | 3.39 | 244 | 99707 | 4.942 | 0 | -130.1011 | 0.2 | 0 | 0 | 0 | 0 | 0 | 0 | 0 | 0 | 0 | 0 | 0 | 0 | 0 | 0 | 0 | 0 | 0 | 0
|  | 8160 | 12 | 144 | 24 | 340 | 6 | 4 | 49 | 4.77 | 3.52 | 237 | 99674 | 5.022 | 0 | -154.4788 | 0.2 | 0 | 0 | 0 | 0 | 0 | 0 | 0 | 0 | 0 | 0 | 0 | 0 | 0 | 0 | 0 | 0 | 0 | 0
|  | 8161 | 12 | 145 | 1 | 341 | 7 | 5 | 49 | 4.92 | 3.66 | 231 | 99641 | 5.103 | 0 | 175.2405 | 0.2 | 0 | 0 | 0 | 0 | 0 | 0 | 0 | 0 | 0 | 0 | 0 | 0 | 0 | 0 | 0 | 0 | 0 | 0
|  | 8162 | 12 | 146 | 2 | 341 | 7 | 5 | 49 | 5.03 | 4.22 | 232 | 99599 | 5.192 | 0 | 146.0439 | 0.2 | 0 | 0 | 0 | 0 | 0 | 0 | 0 | 0 | 0 | 0 | 0 | 0 | 0 | 0 | 0 | 0 | 0 | 0
|  | 8163 | 12 | 147 | 3 | 341 | 7 | 5 | 49 | 5.15 | 4.79 | 234 | 99556 | 5.287 | 0 | 123.8971 | 0.2 | 0 | 0 | 0 | 0 | 0 | 0 | 0 | 0 | 0 | 0 | 0 | 0 | 0 | 0 | 0 | 0 | 0 | 0
|  | 8164 | 12 | 148 | 4 | 341 | 7 | 5 | 49 | 5.26 | 5.35 | 236 | 99514 | 5.379 | 0 | 107.6318 | 0.2 | 0 | 0 | 0 | 0 | 0 | 0 | 0 | 0 | 0 | 0 | 0 | 0 | 0 | 0 | 0 | 0 | 0 | 0
|  | 8165 | 12 | 149 | 5 | 341 | 7 | 5 | 49 | 5.47 | 5.42 | 237 | 99448 | 5.436 | 0 | 94.7492 | 0.2 | 0 | 0 | 0 | 0 | 0 | 0 | 0 | 0 | 0 | 0 | 0 | 0 | 0 | 0 | 0 | 0 | 0 | 0
|  | 8166 | 12 | 150 | 6 | 341 | 7 | 5 | 49 | 5.68 | 5.49 | 238 | 99383 | 5.494 | 0 | 83.5567 | 0.2 | 0 | 0 | 0 | 0 | 0 | 0 | 0 | 0 | 0 | 0 | 0 | 0 | 0 | 0 | 0 | 0 | 0 | 0
|  | 8167 | 12 | 151 | 7 | 341 | 7 | 5 | 49 | 5.89 | 5.56 | 239 | 99317 | 5.551 | 0 | 73.0201 | 0.2 | 0 | 0 | 0 | 0 | 0 | 0 | 0 | 0 | 0 | 0 | 0 | 0 | 0 | 0 | 0 | 0 | 0 | 0
|  | 8168 | 12 | 152 | 8 | 341 | 7 | 5 | 49 | 6.16 | 6.06 | 238 | 99278 | 5.661 | 0 | 62.4563 | 0.2 | 0 | 0 | 0 | 0 | 0 | 0 | 0 | 0 | 0 | 0 | 0 | 0 | 0 | 0 | 0 | 0 | 0 | 0
|  | 8169 | 12 | 153 | 9 | 341 | 7 | 5 | 49 | 6.44 | 6.55 | 237 | 99238 | 5.777 | 2.1555 | 51.3682 | 0.2 | 0 | 0 | 0 | 0 | 0 | 0 | 0 | 0 | 0 | 0 | 0 | 0 | 0 | 0 | 0 | 0 | 0 | 0
|  | 8170 | 12 | 154 | 10 | 341 | 7 | 5 | 49 | 6.71 | 7.05 | 236 | 99199 | 5.891 | 9.216 | 39.3965 | 0.2 | 20.0382 | 20.0382 | 28.6818 | 20.0382 | 30.5624 | 20.0382 | 20.0382 | 20.0382 | 30.623 | 30.623 | 38.2973 | 30.623 | 39.6271 | 30.623 | 30.623 | 30.623 | 38.2893 | 36.0796
|  | 8171 | 12 | 155 | 11 | 341 | 7 | 5 | 49 | 7.11 | 7.11 | 238 | 99173 | 6.069 | 14.6039 | 26.3601 | 0.2 | 35.3831 | 35.3831 | 38.2548 | 35.3831 | 41.1783 | 35.3831 | 35.3831 | 35.3831 | 55.819 | 55.819 | 59.0412 | 55.819 | 61.1084 | 55.819 | 55.819 | 55.819 | 69 | 67.3148
|  | 8172 | 12 | 156 | 12 | 341 | 7 | 5 | 49 | 7.5 | 7.18 | 241 | 99147 | 6.247 | 17.8956 | 12.3515 | 0.2 | 38.2911 | 38.2911 | 38.9922 | 38.2911 | 41.493 | 38.2911 | 38.2911 | 38.2911 | 60.4815 | 60.4815 | 61.7257 | 60.4815 | 63.494 | 60.4815 | 60.7342 | 60.4815 | 74 | 72.9416
|  | 8173 | 12 | 157 | 13 | 341 | 7 | 5 | 49 | 7.9 | 7.24 | 243 | 99120 | 6.435 | 18.7742 | -2.2045 | 0.2 | 28.1454 | 28.1454 | 28.1454 | 28.1454 | 28.1454 | 28.1454 | 28.1454 | 28.1454 | 44.665 | 44.665 | 44.665 | 44.665 | 44.665 | 44.665 | 44.665 | 44.665 | 54 | 54
|  | 8174 | 12 | 158 | 14 | 341 | 7 | 5 | 49 | 7.95 | 6.9 | 249 | 99196 | 6.398 | 17.1463 | -16.6579 | 0.2 | 55.272 | 55.272 | 55.272 | 55.272 | 85.3481 | 55.272 | 64.2712 | 55.272 | 86.02 | 86.02 | 86.5055 | 86.02 | 114.1358 | 86.02 | 99.2322 | 86.02 | 112.9133 | 103.2276
|  | 8175 | 12 | 159 | 15 | 341 | 7 | 5 | 49 | 7.99 | 6.56 | 255 | 99271 | 6.357 | 13.182 | -30.4031 | 0.2 | 61.6861 | 61.6861 | 61.6861 | 61.6861 | 233.6444 | 61.6861 | 162.5858 | 61.6861 | 82.119 | 82.119 | 82.119 | 82.119 | 236.7315 | 82.119 | 186.4856 | 82.119 | 134.8707 | 88.1739
|  | 8176 | 12 | 160 | 16 | 341 | 7 | 5 | 49 | 8.04 | 6.22 | 261 | 99347 | 6.32 | 7.2435 | -43.1138 | 0.2 | 23.5746 | 23.5746 | 23.5746 | 23.5746 | 36.86 | 23.5746 | 36.0129 | 23.5746 | 37.0664 | 37.0664 | 37.0664 | 37.0664 | 48.0962 | 37.0664 | 47.4972 | 37.0664 | 47 | 44.6869
|  | 8177 | 12 | 161 | 17 | 341 | 7 | 5 | 49 | 7.71 | 6.16 | 264 | 99445 | 6.171 | 0 | -54.7903 | 0.2 | 7.2855 | 7.2855 | 7.2855 | 7.2855 | 64.1605 | 7.2855 | 87.8821 | 7.2855 | 9.1386 | 9.1386 | 9.1386 | 9.1386 | 49.0682 | 9.1386 | 65.8419 | 9.1386 | 8.8852 | 8.8852
|  | 8178 | 12 | 162 | 18 | 341 | 7 | 5 | 49 | 7.37 | 6.09 | 266 | 99543 | 6.023 | 0 | -65.6762 | 0.2 | 0 | 0 | 0 | 0 | 0 | 0 | 0 | 0 | 0 | 0 | 0 | 0 | 0 | 0 | 0 | 0 | 0 | 0
|  | 8179 | 12 | 163 | 19 | 341 | 7 | 5 | 49 | 7.03 | 6.03 | 269 | 99641 | 5.876 | 0 | -76.1728 | 0.2 | 0 | 0 | 0 | 0 | 0 | 0 | 0 | 0 | 0 | 0 | 0 | 0 | 0 | 0 | 0 | 0 | 0 | 0
|  | 8180 | 12 | 164 | 20 | 341 | 7 | 5 | 49 | 6.83 | 5.78 | 269 | 99759 | 5.722 | 0 | -86.8235 | 0.2 | 0 | 0 | 0 | 0 | 0 | 0 | 0 | 0 | 0 | 0 | 0 | 0 | 0 | 0 | 0 | 0 | 0 | 0
|  | 8181 | 12 | 165 | 21 | 341 | 7 | 5 | 49 | 6.64 | 5.53 | 269 | 99877 | 5.576 | 0 | -98.3938 | 0.2 | 0 | 0 | 0 | 0 | 0 | 0 | 0 | 0 | 0 | 0 | 0 | 0 | 0 | 0 | 0 | 0 | 0 | 0
|  | 8182 | 12 | 166 | 22 | 341 | 7 | 5 | 49 | 6.44 | 5.28 | 269 | 99995 | 5.428 | 0 | -112.078 | 0.2 | 0 | 0 | 0 | 0 | 0 | 0 | 0 | 0 | 0 | 0 | 0 | 0 | 0 | 0 | 0 | 0 | 0 | 0
|  | 8183 | 12 | 167 | 23 | 341 | 7 | 5 | 49 | 6.31 | 5.08 | 270 | 100087 | 5.364 | 0 | -129.8317 | 0.2 | 0 | 0 | 0 | 0 | 0 | 0 | 0 | 0 | 0 | 0 | 0 | 0 | 0 | 0 | 0 | 0 | 0 | 0
|  | 8184 | 12 | 168 | 24 | 341 | 7 | 5 | 49 | 6.17 | 4.87 | 272 | 100179 | 5.298 | 0 | -154.1906 | 0.2 | 0 | 0 | 0 | 0 | 0 | 0 | 0 | 0 | 0 | 0 | 0 | 0 | 0 | 0 | 0 | 0 | 0 | 0
|  | 8185 | 12 | 169 | 1 | 342 | 8 | 6 | 49 | 6.04 | 4.66 | 273 | 100271 | 5.236 | 0 | 175.4626 | 0.2 | 0 | 0 | 0 | 0 | 0 | 0 | 0 | 0 | 0 | 0 | 0 | 0 | 0 | 0 | 0 | 0 | 0 | 0
|  | 8186 | 12 | 170 | 2 | 342 | 8 | 6 | 49 | 5.63 | 4.37 | 271 | 100402 | 4.901 | 0 | 146.1491 | 0.2 | 0 | 0 | 0 | 0 | 0 | 0 | 0 | 0 | 0 | 0 | 0 | 0 | 0 | 0 | 0 | 0 | 0 | 0
|  | 8187 | 12 | 171 | 3 | 342 | 8 | 6 | 49 | 5.21 | 4.07 | 269 | 100533 | 4.576 | 0 | 123.9283 | 0.2 | 0 | 0 | 0 | 0 | 0 | 0 | 0 | 0 | 0 | 0 | 0 | 0 | 0 | 0 | 0 | 0 | 0 | 0
|  | 8188 | 12 | 172 | 4 | 342 | 8 | 6 | 49 | 4.8 | 3.78 | 267 | 100664 | 4.271 | 0 | 107.6334 | 0.2 | 0 | 0 | 0 | 0 | 0 | 0 | 0 | 0 | 0 | 0 | 0 | 0 | 0 | 0 | 0 | 0 | 0 | 0
|  | 8189 | 12 | 173 | 5 | 342 | 8 | 6 | 49 | 4.58 | 3.58 | 264 | 100723 | 4.244 | 0 | 94.7426 | 0.2 | 0 | 0 | 0 | 0 | 0 | 0 | 0 | 0 | 0 | 0 | 0 | 0 | 0 | 0 | 0 | 0 | 0 | 0
|  | 8190 | 12 | 174 | 6 | 342 | 8 | 6 | 49 | 4.36 | 3.38 | 261 | 100782 | 4.218 | 0 | 83.5512 | 0.2 | 0 | 0 | 0 | 0 | 0 | 0 | 0 | 0 | 0 | 0 | 0 | 0 | 0 | 0 | 0 | 0 | 0 | 0
|  | 8191 | 12 | 175 | 7 | 342 | 8 | 6 | 49 | 4.15 | 3.19 | 258 | 100841 | 4.193 | 0 | 73.0209 | 0.2 | 0 | 0 | 0 | 0 | 0 | 0 | 0 | 0 | 0 | 0 | 0 | 0 | 0 | 0 | 0 | 0 | 0 | 0
|  | 8192 | 12 | 176 | 8 | 342 | 8 | 6 | 49 | 4.47 | 3.43 | 252 | 100880 | 4.339 | 0 | 62.4671 | 0.2 | 0 | 0 | 0 | 0 | 0 | 0 | 0 | 0 | 0 | 0 | 0 | 0 | 0 | 0 | 0 | 0 | 0 | 0
|  | 8193 | 12 | 177 | 9 | 342 | 8 | 6 | 49 | 4.8 | 3.68 | 245 | 100919 | 4.491 | 2.0069 | 51.3931 | 0.2 | 0 | 0 | 0 | 0 | 0 | 0 | 0 | 0 | 0 | 0 | 0 | 0 | 0 | 0 | 0 | 0 | 0 | 0
|  | 8194 | 12 | 178 | 10 | 342 | 8 | 6 | 49 | 5.12 | 3.93 | 238 | 100959 | 4.645 | 9.0715 | 39.4398 | 0.2 | 35.5948 | 35.5948 | 340.2495 | 35.5948 | 405.9629 | 35.5948 | 35.5948 | 35.5948 | 35.0587 | 35.0587 | 304.625 | 35.0587 | 351.0914 | 35.0587 | 35.0587 | 35.0587 | 105.0511 | 28.4815
|  | 8195 | 12 | 179 | 11 | 342 | 8 | 6 | 49 | 5.69 | 4.22 | 237 | 100910 | 4.618 | 14.4673 | 26.4258 | 0.2 | 59.2578 | 59.2578 | 341.1709 | 59.2578 | 626.5273 | 59.2578 | 59.2578 | 59.2578 | 56.35 | 56.35 | 371.261 | 56.35 | 573.0385 | 56.35 | 56.35 | 56.35 | 209.708 | 46.2696
|  | 8196 | 12 | 180 | 12 | 342 | 8 | 6 | 49 | 6.26 | 4.51 | 236 | 100860 | 4.58 | 17.7717 | 12.4416 | 0.2 | 68.3766 | 68.3766 | 232.3774 | 68.3766 | 811.7205 | 68.3766 | 68.3766 | 68.3766 | 58.7058 | 58.7058 | 347.1961 | 58.7058 | 756.8536 | 58.7058 | 115.264 | 58.7058 | 288.6076 | 44.6214
|  | 8197 | 12 | 181 | 13 | 342 | 8 | 6 | 49 | 6.83 | 4.8 | 234 | 100811 | 4.53 | 18.6678 | -2.0918 | 0.2 | 89.2816 | 89.2816 | 89.2816 | 89.2816 | 581.0971 | 89.2816 | 107.2451 | 89.2816 | 99.6699 | 99.6699 | 204.5407 | 99.6699 | 565.0089 | 99.6699 | 229.9449 | 99.6699 | 260.9693 | 94.6961
|  | 8198 | 12 | 182 | 14 | 342 | 8 | 6 | 49 | 7.08 | 4.54 | 229 | 100726 | 4.717 | 17.0606 | -16.5281 | 0.2 | 70.3467 | 70.3467 | 70.3467 | 70.3467 | 795.9843 | 70.3467 | 285.6782 | 70.3467 | 63.1377 | 63.1377 | 75.1276 | 63.1377 | 740.4932 | 63.1377 | 379.6523 | 63.1377 | 282.4793 | 50.1915
|  | 8199 | 12 | 183 | 15 | 342 | 8 | 6 | 49 | 7.34 | 4.28 | 224 | 100641 | 4.912 | 13.1178 | -30.2631 | 0.2 | 56.4351 | 56.4351 | 56.4351 | 56.4351 | 700.2681 | 56.4351 | 432.1046 | 56.4351 | 51.7718 | 51.7718 | 51.7718 | 51.7718 | 629.8604 | 51.7718 | 440.2402 | 51.7718 | 215.2739 | 41.5662
|  | 8200 | 12 | 184 | 16 | 342 | 8 | 6 | 49 | 7.59 | 4.01 | 219 | 100556 | 5.109 | 7.199 | -42.9687 | 0.2 | 45.0079 | 45.0079 | 45.0079 | 45.0079 | 185.248 | 45.0079 | 175.6406 | 45.0079 | 59.9045 | 59.9045 | 59.9045 | 59.9045 | 176.1871 | 59.9045 | 169.3936 | 59.9045 | 87.6257 | 63.4173
|  | 8201 | 12 | 185 | 17 | 342 | 8 | 6 | 49 | 7.27 | 4.42 | 218 | 100480 | 4.999 | 0 | -54.6422 | 0.2 | 5.8709 | 5.8709 | 5.8709 | 5.8709 | 12.0135 | 5.8709 | 14.5278 | 5.8709 | 9.1917 | 9.1917 | 9.1917 | 9.1917 | 13.5006 | 9.1917 | 15.2786 | 9.1917 | 11.0748 | 11.0748
|  | 8202 | 12 | 186 | 18 | 342 | 8 | 6 | 49 | 6.95 | 4.83 | 217 | 100405 | 4.89 | 0 | -65.5244 | 0.2 | 0 | 0 | 0 | 0 | 0 | 0 | 0 | 0 | 0 | 0 | 0 | 0 | 0 | 0 | 0 | 0 | 0 | 0
|  | 8203 | 12 | 187 | 19 | 342 | 8 | 6 | 49 | 6.62 | 5.24 | 216 | 100330 | 4.781 | 0 | -76.0143 | 0.2 | 0 | 0 | 0 | 0 | 0 | 0 | 0 | 0 | 0 | 0 | 0 | 0 | 0 | 0 | 0 | 0 | 0 | 0
|  | 8204 | 12 | 188 | 20 | 342 | 8 | 6 | 49 | 6.82 | 5.34 | 218 | 100254 | 4.772 | 0 | -86.6529 | 0.2 | 0 | 0 | 0 | 0 | 0 | 0 | 0 | 0 | 0 | 0 | 0 | 0 | 0 | 0 | 0 | 0 | 0 | 0
|  | 8205 | 12 | 189 | 21 | 342 | 8 | 6 | 49 | 7.01 | 5.44 | 219 | 100179 | 4.758 | 0 | -98.2029 | 0.2 | 0 | 0 | 0 | 0 | 0 | 0 | 0 | 0 | 0 | 0 | 0 | 0 | 0 | 0 | 0 | 0 | 0 | 0
|  | 8206 | 12 | 190 | 22 | 342 | 8 | 6 | 49 | 7.21 | 5.54 | 221 | 100103 | 4.746 | 0 | -111.8559 | 0.2 | 0 | 0 | 0 | 0 | 0 | 0 | 0 | 0 | 0 | 0 | 0 | 0 | 0 | 0 | 0 | 0 | 0 | 0
|  | 8207 | 12 | 191 | 23 | 342 | 8 | 6 | 49 | 7.74 | 6.21 | 223 | 100022 | 4.996 | 0 | -129.5692 | 0.2 | 0 | 0 | 0 | 0 | 0 | 0 | 0 | 0 | 0 | 0 | 0 | 0 | 0 | 0 | 0 | 0 | 0 | 0
|  | 8208 | 12 | 192 | 24 | 342 | 8 | 6 | 49 | 8.26 | 6.87 | 225 | 99940 | 5.256 | 0 | -153.9061 | 0.2 | 0 | 0 | 0 | 0 | 0 | 0 | 0 | 0 | 0 | 0 | 0 | 0 | 0 | 0 | 0 | 0 | 0 | 0
|  | 8209 | 12 | 193 | 1 | 343 | 9 | 7 | 49 | 8.79 | 7.53 | 227 | 99858 | 5.53 | 0 | 175.6871 | 0.2 | 0 | 0 | 0 | 0 | 0 | 0 | 0 | 0 | 0 | 0 | 0 | 0 | 0 | 0 | 0 | 0 | 0 | 0
|  | 8210 | 12 | 194 | 2 | 343 | 9 | 7 | 49 | 9.12 | 7.48 | 227 | 99792 | 5.802 | 0 | 146.2609 | 0.2 | 0 | 0 | 0 | 0 | 0 | 0 | 0 | 0 | 0 | 0 | 0 | 0 | 0 | 0 | 0 | 0 | 0 | 0
|  | 8211 | 12 | 195 | 3 | 343 | 9 | 7 | 49 | 9.44 | 7.43 | 226 | 99727 | 6.081 | 0 | 123.9668 | 0.2 | 0 | 0 | 0 | 0 | 0 | 0 | 0 | 0 | 0 | 0 | 0 | 0 | 0 | 0 | 0 | 0 | 0 | 0
|  | 8212 | 12 | 196 | 4 | 343 | 9 | 7 | 49 | 9.77 | 7.38 | 226 | 99661 | 6.372 | 0 | 107.642 | 0.2 | 0 | 0 | 0 | 0 | 0 | 0 | 0 | 0 | 0 | 0 | 0 | 0 | 0 | 0 | 0 | 0 | 0 | 0
|  | 8213 | 12 | 197 | 5 | 343 | 9 | 7 | 49 | 9.76 | 7.26 | 227 | 99625 | 6.578 | 0 | 94.7423 | 0.2 | 0 | 0 | 0 | 0 | 0 | 0 | 0 | 0 | 0 | 0 | 0 | 0 | 0 | 0 | 0 | 0 | 0 | 0
|  | 8214 | 12 | 198 | 6 | 343 | 9 | 7 | 49 | 9.75 | 7.15 | 227 | 99589 | 6.783 | 0 | 83.5514 | 0.2 | 0 | 0 | 0 | 0 | 0 | 0 | 0 | 0 | 0 | 0 | 0 | 0 | 0 | 0 | 0 | 0 | 0 | 0
|  | 8215 | 12 | 199 | 7 | 343 | 9 | 7 | 49 | 9.75 | 7.03 | 228 | 99553 | 6.994 | 0 | 73.0266 | 0.2 | 0 | 0 | 0 | 0 | 0 | 0 | 0 | 0 | 0 | 0 | 0 | 0 | 0 | 0 | 0 | 0 | 0 | 0
|  | 8216 | 12 | 200 | 8 | 343 | 9 | 7 | 49 | 9.91 | 6.76 | 228 | 99546 | 7.148 | 0 | 62.4824 | 0.2 | 0 | 0 | 0 | 0 | 0 | 0 | 0 | 0 | 0 | 0 | 0 | 0 | 0 | 0 | 0 | 0 | 0 | 0
|  | 8217 | 12 | 201 | 9 | 343 | 9 | 7 | 49 | 10.07 | 6.49 | 228 | 99540 | 7.305 | 1.8644 | 51.4219 | 0.2 | 0 | 0 | 0 | 0 | 0 | 0 | 0 | 0 | 0 | 0 | 0 | 0 | 0 | 0 | 0 | 0 | 0 | 0
|  | 8218 | 12 | 202 | 10 | 343 | 9 | 7 | 49 | 10.23 | 6.22 | 228 | 99533 | 7.465 | 8.9335 | 39.4862 | 0.2 | 23.7492 | 23.7492 | 70.1001 | 23.7492 | 80.0049 | 23.7492 | 23.7492 | 23.7492 | 31.6561 | 31.6561 | 72.5333 | 31.6561 | 79.537 | 31.6561 | 31.6561 | 31.6561 | 44.9039 | 33.4458
|  | 8219 | 12 | 203 | 11 | 343 | 9 | 7 | 49 | 10.36 | 5.42 | 229 | 99533 | 7.619 | 14.3377 | 26.4936 | 0.2 | 19.7134 | 19.7134 | 19.7134 | 19.7134 | 19.7134 | 19.7134 | 19.7134 | 19.7134 | 31.3654 | 31.3654 | 31.3654 | 31.3654 | 31.3654 | 31.3654 | 31.3654 | 31.3654 | 38 | 38
|  | 8220 | 12 | 204 | 12 | 343 | 9 | 7 | 49 | 10.48 | 4.62 | 229 | 99533 | 7.77 | 17.655 | 12.5326 | 0.2 | 44.3929 | 44.3929 | 46.3605 | 44.3929 | 53.2443 | 44.3929 | 44.3929 | 44.3929 | 69.8439 | 69.8439 | 73.2758 | 69.8439 | 78.1434 | 69.8439 | 70.4932 | 69.8439 | 87 | 84.1141
|  | 8221 | 12 | 205 | 13 | 343 | 9 | 7 | 49 | 10.61 | 3.82 | 230 | 99533 | 7.928 | 18.5686 | -1.9796 | 0.2 | 45.5038 | 45.5038 | 45.5038 | 45.5038 | 53.7359 | 45.5038 | 45.7883 | 45.5038 | 71.606 | 71.606 | 73.3614 | 71.606 | 79.3836 | 71.606 | 73.7638 | 71.606 | 89 | 86.233
|  | 8222 | 12 | 206 | 14 | 343 | 9 | 7 | 49 | 10.4 | 3.24 | 234 | 99602 | 7.795 | 16.982 | -16.4003 | 0.2 | 27.0942 | 27.0942 | 27.0942 | 27.0942 | 27.0942 | 27.0942 | 27.0942 | 27.0942 | 43.0046 | 43.0046 | 43.0046 | 43.0046 | 43.0046 | 43.0046 | 43.0046 | 43.0046 | 52 | 52
|  | 8223 | 12 | 207 | 15 | 343 | 9 | 7 | 49 | 10.18 | 2.66 | 238 | 99671 | 7.658 | 13.0602 | -30.126 | 0.2 | 30.3871 | 30.3871 | 30.3871 | 30.3871 | 34.23 | 30.3871 | 32.6171 | 30.3871 | 48.0277 | 48.0277 | 48.0277 | 48.0277 | 51.4739 | 48.0277 | 50.3334 | 48.0277 | 59 | 57.9693
|  | 8224 | 12 | 208 | 16 | 343 | 9 | 7 | 49 | 9.97 | 2.08 | 242 | 99740 | 7.529 | 7.1608 | -42.8273 | 0.2 | 9.795 | 9.795 | 9.795 | 9.795 | 9.795 | 9.795 | 9.795 | 9.795 | 15.6391 | 15.6391 | 15.6391 | 15.6391 | 15.6391 | 15.6391 | 15.6391 | 15.6391 | 19 | 19
|  | 8225 | 12 | 209 | 17 | 343 | 9 | 7 | 49 | 9.71 | 1.91 | 244 | 99756 | 7.366 | 0 | -54.4985 | 0.2 | 4.5583 | 4.5583 | 4.5583 | 4.5583 | 6.444 | 4.5583 | 7.2018 | 4.5583 | 7.2089 | 7.2089 | 7.2089 | 7.2089 | 8.5308 | 7.2089 | 9.0667 | 7.2089 | 8.717 | 8.717
|  | 8226 | 12 | 210 | 18 | 343 | 9 | 7 | 49 | 9.44 | 1.73 | 246 | 99773 | 7.203 | 0 | -65.3776 | 0.2 | 0 | 0 | 0 | 0 | 0 | 0 | 0 | 0 | 0 | 0 | 0 | 0 | 0 | 0 | 0 | 0 | 0 | 0
|  | 8227 | 12 | 211 | 19 | 343 | 9 | 7 | 49 | 9.17 | 1.56 | 247 | 99789 | 7.042 | 0 | -75.8612 | 0.2 | 0 | 0 | 0 | 0 | 0 | 0 | 0 | 0 | 0 | 0 | 0 | 0 | 0 | 0 | 0 | 0 | 0 | 0
|  | 8228 | 12 | 212 | 20 | 343 | 9 | 7 | 49 | 8.99 | 1.37 | 249 | 99809 | 6.957 | 0 | -86.4883 | 0.2 | 0 | 0 | 0 | 0 | 0 | 0 | 0 | 0 | 0 | 0 | 0 | 0 | 0 | 0 | 0 | 0 | 0 | 0
|  | 8229 | 12 | 213 | 21 | 343 | 9 | 7 | 49 | 8.8 | 1.18 | 250 | 99828 | 6.869 | 0 | -98.0186 | 0.2 | 0 | 0 | 0 | 0 | 0 | 0 | 0 | 0 | 0 | 0 | 0 | 0 | 0 | 0 | 0 | 0 | 0 | 0
|  | 8230 | 12 | 214 | 22 | 343 | 9 | 7 | 49 | 8.62 | 0.99 | 252 | 99848 | 6.786 | 0 | -111.641 | 0.2 | 0 | 0 | 0 | 0 | 0 | 0 | 0 | 0 | 0 | 0 | 0 | 0 | 0 | 0 | 0 | 0 | 0 | 0
|  | 8231 | 12 | 215 | 23 | 343 | 9 | 7 | 49 | 8.62 | 1.07 | 253 | 99838 | 6.796 | 0 | -129.3136 | 0.2 | 0 | 0 | 0 | 0 | 0 | 0 | 0 | 0 | 0 | 0 | 0 | 0 | 0 | 0 | 0 | 0 | 0 | 0
|  | 8232 | 12 | 216 | 24 | 343 | 9 | 7 | 49 | 8.63 | 1.15 | 254 | 99828 | 6.81 | 0 | -153.6257 | 0.2 | 0 | 0 | 0 | 0 | 0 | 0 | 0 | 0 | 0 | 0 | 0 | 0 | 0 | 0 | 0 | 0 | 0 | 0
|  | 8233 | 12 | 217 | 1 | 344 | 10 | 1 | 50 | 8.63 | 1.23 | 254 | 99818 | 6.82 | 0 | 175.9138 | 0.2 | 0 | 0 | 0 | 0 | 0 | 0 | 0 | 0 | 0 | 0 | 0 | 0 | 0 | 0 | 0 | 0 | 0 | 0
|  | 8234 | 12 | 218 | 2 | 344 | 10 | 1 | 50 | 8.56 | 1.14 | 255 | 99815 | 6.73 | 0 | 146.3793 | 0.2 | 0 | 0 | 0 | 0 | 0 | 0 | 0 | 0 | 0 | 0 | 0 | 0 | 0 | 0 | 0 | 0 | 0 | 0
|  | 8235 | 12 | 219 | 3 | 344 | 10 | 1 | 50 | 8.48 | 1.05 | 255 | 99812 | 6.635 | 0 | 124.0128 | 0.2 | 0 | 0 | 0 | 0 | 0 | 0 | 0 | 0 | 0 | 0 | 0 | 0 | 0 | 0 | 0 | 0 | 0 | 0
|  | 8236 | 12 | 220 | 4 | 344 | 10 | 1 | 50 | 8.41 | 0.97 | 255 | 99809 | 6.546 | 0 | 107.6575 | 0.2 | 0 | 0 | 0 | 0 | 0 | 0 | 0 | 0 | 0 | 0 | 0 | 0 | 0 | 0 | 0 | 0 | 0 | 0
|  | 8237 | 12 | 221 | 5 | 344 | 10 | 1 | 50 | 8.24 | 0.99 | 262 | 99825 | 6.479 | 0 | 94.7482 | 0.2 | 0 | 0 | 0 | 0 | 0 | 0 | 0 | 0 | 0 | 0 | 0 | 0 | 0 | 0 | 0 | 0 | 0 | 0
|  | 8238 | 12 | 222 | 6 | 344 | 10 | 1 | 50 | 8.07 | 1.02 | 269 | 99841 | 6.414 | 0 | 83.5572 | 0.2 | 0 | 0 | 0 | 0 | 0 | 0 | 0 | 0 | 0 | 0 | 0 | 0 | 0 | 0 | 0 | 0 | 0 | 0
|  | 8239 | 12 | 223 | 7 | 344 | 10 | 1 | 50 | 7.9 | 1.05 | 276 | 99858 | 6.349 | 0 | 73.0375 | 0.2 | 0 | 0 | 0 | 0 | 0 | 0 | 0 | 0 | 0 | 0 | 0 | 0 | 0 | 0 | 0 | 0 | 0 | 0
|  | 8240 | 12 | 224 | 8 | 344 | 10 | 1 | 50 | 7.82 | 1.4 | 280 | 99907 | 6.269 | 0 | 62.5023 | 0.2 | 0 | 0 | 0 | 0 | 0 | 0 | 0 | 0 | 0 | 0 | 0 | 0 | 0 | 0 | 0 | 0 | 0 | 0
|  | 8241 | 12 | 225 | 9 | 344 | 10 | 1 | 50 | 7.75 | 1.75 | 284 | 99956 | 6.194 | 1.728 | 51.4546 | 0.2 | 0 | 0 | 0 | 0 | 0 | 0 | 0 | 0 | 0 | 0 | 0 | 0 | 0 | 0 | 0 | 0 | 0 | 0
|  | 8242 | 12 | 226 | 10 | 344 | 10 | 1 | 50 | 7.67 | 2.1 | 288 | 100005 | 6.116 | 8.8021 | 39.5359 | 0.2 | 35.212 | 35.212 | 279.3809 | 35.212 | 331.0349 | 35.212 | 35.212 | 35.212 | 36.6402 | 36.6402 | 251.2924 | 36.6402 | 287.8173 | 36.6402 | 36.6402 | 36.6402 | 90.3643 | 30.9692
|  | 8243 | 12 | 227 | 11 | 344 | 10 | 1 | 50 | 7.64 | 1.55 | 287 | 100012 | 6.004 | 14.215 | 26.5637 | 0.2 | 64.7685 | 64.7685 | 202.5706 | 64.7685 | 340.3891 | 64.7685 | 64.7685 | 64.7685 | 76.3241 | 76.3241 | 228.9613 | 76.3241 | 326.4137 | 76.3241 | 76.3241 | 76.3241 | 151.6765 | 73.6171
|  | 8244 | 12 | 228 | 12 | 344 | 10 | 1 | 50 | 7.61 | 1 | 287 | 100018 | 5.892 | 17.5455 | 12.6245 | 0.2 | 63.0079 | 63.0079 | 85.5466 | 63.0079 | 163.6377 | 63.0079 | 63.0079 | 63.0079 | 88.515 | 88.515 | 127.5071 | 88.515 | 182.7259 | 88.515 | 95.6327 | 88.515 | 131.4147 | 98.8101
|  | 8245 | 12 | 229 | 13 | 344 | 10 | 1 | 50 | 7.58 | 0.46 | 286 | 100025 | 5.782 | 18.4767 | -1.8679 | 0.2 | 57.4924 | 57.4924 | 57.4924 | 57.4924 | 86.0678 | 57.4924 | 58.4243 | 57.4924 | 89.5302 | 89.5302 | 95.6264 | 89.5302 | 116.4912 | 89.5302 | 96.9444 | 89.5302 | 116.9998 | 107.4464
|  | 8246 | 12 | 230 | 14 | 344 | 10 | 1 | 50 | 7.44 | 0.4 | 289 | 100038 | 5.75 | 16.9104 | -16.2742 | 0.2 | 66.02 | 66.02 | 66.02 | 66.02 | 179.2395 | 66.02 | 99.0724 | 66.02 | 92.7593 | 92.7593 | 94.7432 | 92.7593 | 198.173 | 92.7593 | 141.4863 | 92.7593 | 139.5727 | 103.7148
|  | 8247 | 12 | 231 | 15 | 344 | 10 | 1 | 50 | 7.3 | 0.34 | 292 | 100051 | 5.72 | 13.0093 | -29.9919 | 0.2 | 31.7936 | 31.7936 | 31.7936 | 31.7936 | 37.2226 | 31.7936 | 34.927 | 31.7936 | 50.1892 | 50.1892 | 50.1892 | 50.1892 | 55.0521 | 50.1892 | 53.4289 | 50.1892 | 62 | 60.5518
|  | 8248 | 12 | 232 | 16 | 344 | 10 | 1 | 50 | 7.16 | 0.28 | 295 | 100064 | 5.688 | 7.1288 | -42.6897 | 0.2 | 27.9525 | 27.9525 | 27.9525 | 27.9525 | 83.5771 | 27.9525 | 79.2628 | 27.9525 | 40.0492 | 40.0492 | 40.0492 | 40.0492 | 86.0741 | 40.0492 | 83.0235 | 40.0492 | 54.5513 | 45.0867
|  | 8249 | 12 | 233 | 17 | 344 | 10 | 1 | 50 | 6.78 | 0.69 | 304 | 100110 | 5.63 | 0 | -54.3592 | 0.2 | 0 | 0 | 0 | 0 | 0 | 0 | 0 | 0 | 0 | 0 | 0 | 0 | 0 | 0 | 0 | 0 | 0 | 0
|  | 8250 | 12 | 234 | 18 | 344 | 10 | 1 | 50 | 6.4 | 1.11 | 312 | 100156 | 5.571 | 0 | -65.2357 | 0.2 | 0 | 0 | 0 | 0 | 0 | 0 | 0 | 0 | 0 | 0 | 0 | 0 | 0 | 0 | 0 | 0 | 0 | 0
|  | 8251 | 12 | 235 | 19 | 344 | 10 | 1 | 50 | 6.02 | 1.53 | 320 | 100202 | 5.511 | 0 | -75.7137 | 0.2 | 0 | 0 | 0 | 0 | 0 | 0 | 0 | 0 | 0 | 0 | 0 | 0 | 0 | 0 | 0 | 0 | 0 | 0
|  | 8252 | 12 | 236 | 20 | 344 | 10 | 1 | 50 | 5.71 | 1.38 | 325 | 100228 | 5.421 | 0 | -86.3297 | 0.2 | 0 | 0 | 0 | 0 | 0 | 0 | 0 | 0 | 0 | 0 | 0 | 0 | 0 | 0 | 0 | 0 | 0 | 0
|  | 8253 | 12 | 237 | 21 | 344 | 10 | 1 | 50 | 5.4 | 1.23 | 329 | 100254 | 5.333 | 0 | -97.8411 | 0.2 | 0 | 0 | 0 | 0 | 0 | 0 | 0 | 0 | 0 | 0 | 0 | 0 | 0 | 0 | 0 | 0 | 0 | 0
|  | 8254 | 12 | 238 | 22 | 344 | 10 | 1 | 50 | 5.09 | 1.08 | 334 | 100280 | 5.246 | 0 | -111.4335 | 0.2 | 0 | 0 | 0 | 0 | 0 | 0 | 0 | 0 | 0 | 0 | 0 | 0 | 0 | 0 | 0 | 0 | 0 | 0
|  | 8255 | 12 | 239 | 23 | 344 | 10 | 1 | 50 | 4.99 | 1.08 | 348 | 100284 | 5.222 | 0 | -129.0653 | 0.2 | 0 | 0 | 0 | 0 | 0 | 0 | 0 | 0 | 0 | 0 | 0 | 0 | 0 | 0 | 0 | 0 | 0 | 0
|  | 8256 | 12 | 240 | 24 | 344 | 10 | 1 | 50 | 4.88 | 1.09 | 1 | 100287 | 5.196 | 0 | -153.3494 | 0.2 | 0 | 0 | 0 | 0 | 0 | 0 | 0 | 0 | 0 | 0 | 0 | 0 | 0 | 0 | 0 | 0 | 0 | 0
|  | 8257 | 12 | 241 | 1 | 345 | 11 | 2 | 50 | 4.78 | 1.09 | 15 | 100290 | 5.173 | 0 | 176.1427 | 0.2 | 0 | 0 | 0 | 0 | 0 | 0 | 0 | 0 | 0 | 0 | 0 | 0 | 0 | 0 | 0 | 0 | 0 | 0
|  | 8258 | 12 | 242 | 2 | 345 | 11 | 2 | 50 | 4.53 | 0.8 | 34 | 100284 | 5.1 | 0 | 146.5046 | 0.2 | 0 | 0 | 0 | 0 | 0 | 0 | 0 | 0 | 0 | 0 | 0 | 0 | 0 | 0 | 0 | 0 | 0 | 0
|  | 8259 | 12 | 243 | 3 | 345 | 11 | 2 | 50 | 4.28 | 0.51 | 53 | 100277 | 5.027 | 0 | 124.0663 | 0.2 | 0 | 0 | 0 | 0 | 0 | 0 | 0 | 0 | 0 | 0 | 0 | 0 | 0 | 0 | 0 | 0 | 0 | 0
|  | 8260 | 12 | 244 | 4 | 345 | 11 | 2 | 50 | 4.03 | 0.22 | 72 | 100271 | 4.955 | 0 | 107.6801 | 0.2 | 0 | 0 | 0 | 0 | 0 | 0 | 0 | 0 | 0 | 0 | 0 | 0 | 0 | 0 | 0 | 0 | 0 | 0
|  | 8261 | 12 | 245 | 5 | 345 | 11 | 2 | 50 | 3.86 | 0.49 | 83 | 100244 | 4.9 | 0 | 94.7605 | 0.2 | 0 | 0 | 0 | 0 | 0 | 0 | 0 | 0 | 0 | 0 | 0 | 0 | 0 | 0 | 0 | 0 | 0 | 0
|  | 8262 | 12 | 246 | 6 | 345 | 11 | 2 | 50 | 3.69 | 0.76 | 93 | 100218 | 4.845 | 0 | 83.5687 | 0.2 | 0 | 0 | 0 | 0 | 0 | 0 | 0 | 0 | 0 | 0 | 0 | 0 | 0 | 0 | 0 | 0 | 0 | 0
|  | 8263 | 12 | 247 | 7 | 345 | 11 | 2 | 50 | 3.52 | 1.03 | 104 | 100192 | 4.79 | 0 | 73.0536 | 0.2 | 0 | 0 | 0 | 0 | 0 | 0 | 0 | 0 | 0 | 0 | 0 | 0 | 0 | 0 | 0 | 0 | 0 | 0
|  | 8264 | 12 | 248 | 8 | 345 | 11 | 2 | 50 | 4.12 | 0.82 | 114 | 100189 | 4.986 | 0 | 62.5269 | 0.2 | 0 | 0 | 0 | 0 | 0 | 0 | 0 | 0 | 0 | 0 | 0 | 0 | 0 | 0 | 0 | 0 | 0 | 0
|  | 8265 | 12 | 249 | 9 | 345 | 11 | 2 | 50 | 4.72 | 0.6 | 123 | 100185 | 5.189 | 1.5978 | 51.4914 | 0.2 | 0 | 0 | 0 | 0 | 0 | 0 | 0 | 0 | 0 | 0 | 0 | 0 | 0 | 0 | 0 | 0 | 0 | 0
|  | 8266 | 12 | 250 | 10 | 345 | 11 | 2 | 50 | 5.32 | 0.39 | 133 | 100182 | 5.398 | 8.6774 | 39.5888 | 0.2 | 26.9725 | 26.9725 | 111.5963 | 26.9725 | 129.3059 | 26.9725 | 26.9725 | 26.9725 | 32.7304 | 32.7304 | 106.8988 | 32.7304 | 119.4214 | 32.7304 | 32.7304 | 32.7304 | 51.88 | 31.6138
|  | 8267 | 12 | 251 | 11 | 345 | 11 | 2 | 50 | 6.47 | 0.4 | 154 | 100123 | 5.478 | 14.0992 | 26.636 | 0.2 | 64.4423 | 64.4423 | 187.1186 | 64.4423 | 309.0376 | 64.4423 | 64.4423 | 64.4423 | 77.1489 | 77.1489 | 212.4927 | 77.1489 | 298.7024 | 77.1489 | 77.1489 | 77.1489 | 143.8045 | 75.0759
|  | 8268 | 12 | 252 | 12 | 345 | 11 | 2 | 50 | 7.61 | 0.41 | 176 | 100064 | 5.525 | 17.4432 | 12.7174 | 0.2 | 77.7626 | 77.7626 | 146.8361 | 77.7626 | 383.8328 | 77.7626 | 77.7626 | 77.7626 | 94.4997 | 94.4997 | 213.0548 | 94.4997 | 380.6367 | 94.4997 | 115.3701 | 94.4997 | 193.6583 | 95.0696
|  | 8269 | 12 | 253 | 13 | 345 | 11 | 2 | 50 | 8.76 | 0.43 | 197 | 100005 | 5.542 | 18.392 | -1.7567 | 0.2 | 74.4535 | 74.4535 | 74.4535 | 74.4535 | 234.2659 | 74.4535 | 79.3549 | 74.4535 | 103.114 | 103.114 | 137.2401 | 103.114 | 253.7103 | 103.114 | 144.1717 | 103.114 | 168.0168 | 114.8539
|  | 8270 | 12 | 254 | 14 | 345 | 11 | 2 | 50 | 8.66 | 0.82 | 192 | 99956 | 5.689 | 16.846 | -16.1499 | 0.2 | 73.7017 | 73.7017 | 73.7017 | 73.7017 | 727.5415 | 73.7017 | 263.04 | 73.7017 | 71.9315 | 71.9315 | 83.7923 | 71.9315 | 680.0093 | 71.9315 | 351.5571 | 71.9315 | 267.9421 | 61.8301
|  | 8271 | 12 | 255 | 15 | 345 | 11 | 2 | 50 | 8.57 | 1.22 | 188 | 99907 | 5.838 | 12.9652 | -29.8606 | 0.2 | 56.0904 | 56.0904 | 56.0904 | 56.0904 | 700.2215 | 56.0904 | 425.8936 | 56.0904 | 51.6752 | 51.6752 | 51.6752 | 51.6752 | 628.0596 | 51.6752 | 434.0805 | 51.6752 | 212.642 | 41.6424
|  | 8272 | 12 | 256 | 16 | 345 | 11 | 2 | 50 | 8.47 | 1.61 | 183 | 99858 | 5.981 | 7.1032 | -42.5558 | 0.2 | 30.2353 | 30.2353 | 30.2353 | 30.2353 | 104.3843 | 30.2353 | 98.3133 | 30.2353 | 43.128 | 43.128 | 43.128 | 43.128 | 104.4291 | 43.128 | 100.1362 | 43.128 | 61.1025 | 48.5588
|  | 8273 | 12 | 257 | 17 | 345 | 11 | 2 | 50 | 7.86 | 1.87 | 179 | 99812 | 5.876 | 0 | -54.2243 | 0.2 | 0 | 0 | 0 | 0 | 0 | 0 | 0 | 0 | 0 | 0 | 0 | 0 | 0 | 0 | 0 | 0 | 0 | 0
|  | 8274 | 12 | 258 | 18 | 345 | 11 | 2 | 50 | 7.25 | 2.13 | 175 | 99766 | 5.768 | 0 | -65.0988 | 0.2 | 0 | 0 | 0 | 0 | 0 | 0 | 0 | 0 | 0 | 0 | 0 | 0 | 0 | 0 | 0 | 0 | 0 | 0
|  | 8275 | 12 | 259 | 19 | 345 | 11 | 2 | 50 | 6.64 | 2.39 | 172 | 99720 | 5.658 | 0 | -75.5716 | 0.2 | 0 | 0 | 0 | 0 | 0 | 0 | 0 | 0 | 0 | 0 | 0 | 0 | 0 | 0 | 0 | 0 | 0 | 0
|  | 8276 | 12 | 260 | 20 | 345 | 11 | 2 | 50 | 6.6 | 2.73 | 177 | 99674 | 5.62 | 0 | -86.1773 | 0.2 | 0 | 0 | 0 | 0 | 0 | 0 | 0 | 0 | 0 | 0 | 0 | 0 | 0 | 0 | 0 | 0 | 0 | 0
|  | 8277 | 12 | 261 | 21 | 345 | 11 | 2 | 50 | 6.55 | 3.07 | 182 | 99628 | 5.579 | 0 | -97.6705 | 0.2 | 0 | 0 | 0 | 0 | 0 | 0 | 0 | 0 | 0 | 0 | 0 | 0 | 0 | 0 | 0 | 0 | 0 | 0
|  | 8278 | 12 | 262 | 22 | 345 | 11 | 2 | 50 | 6.51 | 3.41 | 186 | 99582 | 5.541 | 0 | -111.2334 | 0.2 | 0 | 0 | 0 | 0 | 0 | 0 | 0 | 0 | 0 | 0 | 0 | 0 | 0 | 0 | 0 | 0 | 0 | 0
|  | 8279 | 12 | 263 | 23 | 345 | 11 | 2 | 50 | 6.53 | 3.7 | 188 | 99527 | 5.511 | 0 | -128.8243 | 0.2 | 0 | 0 | 0 | 0 | 0 | 0 | 0 | 0 | 0 | 0 | 0 | 0 | 0 | 0 | 0 | 0 | 0 | 0
|  | 8280 | 12 | 264 | 24 | 345 | 11 | 2 | 50 | 6.55 | 4 | 189 | 99471 | 5.48 | 0 | -153.0776 | 0.2 | 0 | 0 | 0 | 0 | 0 | 0 | 0 | 0 | 0 | 0 | 0 | 0 | 0 | 0 | 0 | 0 | 0 | 0
|  | 8281 | 12 | 265 | 1 | 346 | 12 | 3 | 50 | 6.57 | 4.29 | 190 | 99415 | 5.449 | 0 | 176.3735 | 0.2 | 0 | 0 | 0 | 0 | 0 | 0 | 0 | 0 | 0 | 0 | 0 | 0 | 0 | 0 | 0 | 0 | 0 | 0
|  | 8282 | 12 | 266 | 2 | 346 | 12 | 3 | 50 | 6.9 | 4.47 | 190 | 99337 | 5.529 | 0 | 146.6366 | 0.2 | 0 | 0 | 0 | 0 | 0 | 0 | 0 | 0 | 0 | 0 | 0 | 0 | 0 | 0 | 0 | 0 | 0 | 0
|  | 8283 | 12 | 267 | 3 | 346 | 12 | 3 | 50 | 7.23 | 4.65 | 190 | 99258 | 5.609 | 0 | 124.1276 | 0.2 | 0 | 0 | 0 | 0 | 0 | 0 | 0 | 0 | 0 | 0 | 0 | 0 | 0 | 0 | 0 | 0 | 0 | 0
|  | 8284 | 12 | 268 | 4 | 346 | 12 | 3 | 50 | 7.56 | 4.83 | 190 | 99179 | 5.689 | 0 | 107.7099 | 0.2 | 0 | 0 | 0 | 0 | 0 | 0 | 0 | 0 | 0 | 0 | 0 | 0 | 0 | 0 | 0 | 0 | 0 | 0
|  | 8285 | 12 | 269 | 5 | 346 | 12 | 3 | 50 | 7.61 | 4.59 | 192 | 99120 | 5.737 | 0 | 94.7793 | 0.2 | 0 | 0 | 0 | 0 | 0 | 0 | 0 | 0 | 0 | 0 | 0 | 0 | 0 | 0 | 0 | 0 | 0 | 0
|  | 8286 | 12 | 270 | 6 | 346 | 12 | 3 | 50 | 7.66 | 4.35 | 194 | 99061 | 5.784 | 0 | 83.5861 | 0.2 | 0 | 0 | 0 | 0 | 0 | 0 | 0 | 0 | 0 | 0 | 0 | 0 | 0 | 0 | 0 | 0 | 0 | 0
|  | 8287 | 12 | 271 | 7 | 346 | 12 | 3 | 50 | 7.71 | 4.11 | 196 | 99002 | 5.832 | 0 | 73.0749 | 0.2 | 0 | 0 | 0 | 0 | 0 | 0 | 0 | 0 | 0 | 0 | 0 | 0 | 0 | 0 | 0 | 0 | 0 | 0
|  | 8288 | 12 | 272 | 8 | 346 | 12 | 3 | 50 | 7.79 | 4.71 | 201 | 99025 | 6.038 | 0 | 62.5561 | 0.2 | 0 | 0 | 0 | 0 | 0 | 0 | 0 | 0 | 0 | 0 | 0 | 0 | 0 | 0 | 0 | 0 | 0 | 0
|  | 8289 | 12 | 273 | 9 | 346 | 12 | 3 | 50 | 7.87 | 5.31 | 206 | 99048 | 6.246 | 1.4738 | 51.5323 | 0.2 | 0 | 0 | 0 | 0 | 0 | 0 | 0 | 0 | 0 | 0 | 0 | 0 | 0 | 0 | 0 | 0 | 0 | 0
|  | 8290 | 12 | 274 | 10 | 346 | 12 | 3 | 50 | 7.95 | 5.9 | 212 | 99071 | 6.457 | 8.5592 | 39.645 | 0.2 | 19.2544 | 19.2544 | 38.0155 | 19.2544 | 41.8965 | 19.2544 | 19.2544 | 19.2544 | 27.5985 | 27.5985 | 43.994 | 27.5985 | 46.7382 | 27.5985 | 27.5985 | 27.5985 | 35.3186 | 30.893
|  | 8291 | 12 | 275 | 11 | 346 | 12 | 3 | 50 | 7.73 | 5.29 | 227 | 99209 | 6.311 | 13.9906 | 26.7105 | 0.2 | 21.2977 | 21.2977 | 21.2977 | 21.2977 | 21.2977 | 21.2977 | 21.2977 | 21.2977 | 33.8615 | 33.8615 | 33.8615 | 33.8615 | 33.8615 | 33.8615 | 33.8615 | 33.8615 | 41 | 41
|  | 8292 | 12 | 276 | 12 | 346 | 12 | 3 | 50 | 7.5 | 4.68 | 243 | 99347 | 6.164 | 17.3483 | 12.8113 | 0.2 | 41.5309 | 41.5309 | 43.0511 | 41.5309 | 48.2162 | 41.5309 | 41.5309 | 41.5309 | 65.4408 | 65.4408 | 68.0302 | 65.4408 | 71.6824 | 65.4408 | 65.8802 | 65.4408 | 81 | 78.8583
|  | 8293 | 12 | 277 | 13 | 346 | 12 | 3 | 50 | 7.28 | 4.07 | 258 | 99484 | 6.025 | 18.3148 | -1.6459 | 0.2 | 64.0284 | 64.0284 | 64.0284 | 64.0284 | 138.5317 | 64.0284 | 66.1691 | 64.0284 | 94.8509 | 94.8509 | 110.7823 | 94.8509 | 164.9778 | 94.8509 | 113.8097 | 94.8509 | 135.0075 | 110.3364
|  | 8294 | 12 | 278 | 14 | 346 | 12 | 3 | 50 | 6.89 | 4.01 | 260 | 99579 | 5.809 | 16.7886 | -16.0274 | 0.2 | 55.4144 | 55.4144 | 55.4144 | 55.4144 | 107.0282 | 55.4144 | 70.2411 | 55.4144 | 82.8446 | 82.8446 | 83.8169 | 82.8446 | 130.7974 | 82.8446 | 104.785 | 82.8446 | 112.874 | 96.6722
|  | 8295 | 12 | 279 | 15 | 346 | 12 | 3 | 50 | 6.49 | 3.96 | 263 | 99674 | 5.596 | 12.9279 | -29.7323 | 0.2 | 72.7261 | 72.7261 | 72.7261 | 72.7261 | 332.5224 | 72.7261 | 221.1053 | 72.7261 | 92.7776 | 92.7776 | 92.7776 | 92.7776 | 325.0423 | 92.7776 | 246.2585 | 92.7776 | 165.0542 | 96.3786
|  | 8296 | 12 | 280 | 16 | 346 | 12 | 3 | 50 | 6.1 | 3.9 | 265 | 99769 | 5.394 | 7.0839 | -42.4257 | 0.2 | 39.2133 | 39.2133 | 39.2133 | 39.2133 | 209.5105 | 39.2133 | 194.8561 | 39.2133 | 51.3354 | 51.3354 | 51.3354 | 51.3354 | 192.0268 | 51.3354 | 181.6645 | 51.3354 | 82.7396 | 54.0692
|  | 8297 | 12 | 281 | 17 | 346 | 12 | 3 | 50 | 5.7 | 3.56 | 258 | 99861 | 5.246 | 0 | -54.0939 | 0.2 | 0 | 0 | 0 | 0 | 0 | 0 | 0 | 0 | 0 | 0 | 0 | 0 | 0 | 0 | 0 | 0 | 0 | 0
|  | 8298 | 12 | 282 | 18 | 346 | 12 | 3 | 50 | 5.3 | 3.21 | 251 | 99953 | 5.1 | 0 | -64.9669 | 0.2 | 0 | 0 | 0 | 0 | 0 | 0 | 0 | 0 | 0 | 0 | 0 | 0 | 0 | 0 | 0 | 0 | 0 | 0
|  | 8299 | 12 | 283 | 19 | 346 | 12 | 3 | 50 | 4.9 | 2.87 | 244 | 100044 | 4.959 | 0 | -75.4351 | 0.2 | 0 | 0 | 0 | 0 | 0 | 0 | 0 | 0 | 0 | 0 | 0 | 0 | 0 | 0 | 0 | 0 | 0 | 0
|  | 8300 | 12 | 284 | 20 | 346 | 12 | 3 | 50 | 4.69 | 3.32 | 236 | 100064 | 4.861 | 0 | -86.031 | 0.2 | 0 | 0 | 0 | 0 | 0 | 0 | 0 | 0 | 0 | 0 | 0 | 0 | 0 | 0 | 0 | 0 | 0 | 0
|  | 8301 | 12 | 285 | 21 | 346 | 12 | 3 | 50 | 4.47 | 3.77 | 228 | 100084 | 4.762 | 0 | -97.5067 | 0.2 | 0 | 0 | 0 | 0 | 0 | 0 | 0 | 0 | 0 | 0 | 0 | 0 | 0 | 0 | 0 | 0 | 0 | 0
|  | 8302 | 12 | 286 | 22 | 346 | 12 | 3 | 50 | 4.26 | 4.22 | 220 | 100103 | 4.667 | 0 | -111.0409 | 0.2 | 0 | 0 | 0 | 0 | 0 | 0 | 0 | 0 | 0 | 0 | 0 | 0 | 0 | 0 | 0 | 0 | 0 | 0
|  | 8303 | 12 | 287 | 23 | 346 | 12 | 3 | 50 | 3.97 | 4.38 | 216 | 100051 | 4.528 | 0 | -128.5908 | 0.2 | 0 | 0 | 0 | 0 | 0 | 0 | 0 | 0 | 0 | 0 | 0 | 0 | 0 | 0 | 0 | 0 | 0 | 0
|  | 8304 | 12 | 288 | 24 | 346 | 12 | 3 | 50 | 3.69 | 4.54 | 211 | 99999 | 4.395 | 0 | -152.8105 | 0.2 | 0 | 0 | 0 | 0 | 0 | 0 | 0 | 0 | 0 | 0 | 0 | 0 | 0 | 0 | 0 | 0 | 0 | 0
|  | 8305 | 12 | 289 | 1 | 347 | 13 | 4 | 50 | 3.4 | 4.7 | 207 | 99946 | 4.263 | 0 | 176.6063 | 0.2 | 0 | 0 | 0 | 0 | 0 | 0 | 0 | 0 | 0 | 0 | 0 | 0 | 0 | 0 | 0 | 0 | 0 | 0
|  | 8306 | 12 | 290 | 2 | 347 | 13 | 4 | 50 | 3.26 | 4.97 | 201 | 99812 | 4.053 | 0 | 146.7754 | 0.2 | 0 | 0 | 0 | 0 | 0 | 0 | 0 | 0 | 0 | 0 | 0 | 0 | 0 | 0 | 0 | 0 | 0 | 0
|  | 8307 | 12 | 291 | 3 | 347 | 13 | 4 | 50 | 3.13 | 5.24 | 196 | 99677 | 3.85 | 0 | 124.1967 | 0.2 | 0 | 0 | 0 | 0 | 0 | 0 | 0 | 0 | 0 | 0 | 0 | 0 | 0 | 0 | 0 | 0 | 0 | 0
|  | 8308 | 12 | 292 | 4 | 347 | 13 | 4 | 50 | 2.99 | 5.5 | 190 | 99543 | 3.647 | 0 | 107.747 | 0.2 | 0 | 0 | 0 | 0 | 0 | 0 | 0 | 0 | 0 | 0 | 0 | 0 | 0 | 0 | 0 | 0 | 0 | 0
|  | 8309 | 12 | 293 | 5 | 347 | 13 | 4 | 50 | 3.58 | 5.89 | 193 | 99435 | 3.54 | 0 | 94.8046 | 0.2 | 0 | 0 | 0 | 0 | 0 | 0 | 0 | 0 | 0 | 0 | 0 | 0 | 0 | 0 | 0 | 0 | 0 | 0
|  | 8310 | 12 | 294 | 6 | 347 | 13 | 4 | 50 | 4.17 | 6.27 | 195 | 99327 | 3.416 | 0 | 83.6093 | 0.2 | 0 | 0 | 0 | 0 | 0 | 0 | 0 | 0 | 0 | 0 | 0 | 0 | 0 | 0 | 0 | 0 | 0 | 0
|  | 8311 | 12 | 295 | 7 | 347 | 13 | 4 | 50 | 4.76 | 6.65 | 198 | 99219 | 3.273 | 0 | 73.1014 | 0.2 | 0 | 0 | 0 | 0 | 0 | 0 | 0 | 0 | 0 | 0 | 0 | 0 | 0 | 0 | 0 | 0 | 0 | 0
|  | 8312 | 12 | 296 | 8 | 347 | 13 | 4 | 50 | 5.93 | 7.02 | 202 | 99156 | 3.696 | 0 | 62.59 | 0.2 | 0 | 0 | 0 | 0 | 0 | 0 | 0 | 0 | 0 | 0 | 0 | 0 | 0 | 0 | 0 | 0 | 0 | 0
|  | 8313 | 12 | 297 | 9 | 347 | 13 | 4 | 50 | 7.09 | 7.38 | 206 | 99094 | 4.161 | 1.3561 | 51.5772 | 0.2 | 0 | 0 | 0 | 0 | 0 | 0 | 0 | 0 | 0 | 0 | 0 | 0 | 0 | 0 | 0 | 0 | 0 | 0
|  | 8314 | 12 | 298 | 10 | 347 | 13 | 4 | 50 | 8.26 | 7.75 | 210 | 99032 | 4.678 | 8.4478 | 39.7045 | 0.2 | 21.4064 | 21.4064 | 49.2947 | 21.4064 | 54.9926 | 21.4064 | 21.4064 | 21.4064 | 30.5368 | 30.5368 | 54.8414 | 30.5368 | 58.8705 | 30.5368 | 30.5368 | 30.5368 | 40.6517 | 34.168
|  | 8315 | 12 | 299 | 11 | 347 | 13 | 4 | 50 | 9.36 | 7.93 | 212 | 98953 | 4.886 | 13.889 | 26.7874 | 0.2 | 13.4237 | 13.4237 | 13.4237 | 13.4237 | 13.4237 | 13.4237 | 13.4237 | 13.4237 | 21.415 | 21.415 | 21.415 | 21.415 | 21.415 | 21.415 | 21.415 | 21.415 | 26 | 26
|  | 8316 | 12 | 300 | 12 | 347 | 13 | 4 | 50 | 10.47 | 8.1 | 214 | 98875 | 5.099 | 17.2606 | 12.9062 | 0.2 | 53.8849 | 53.8849 | 64.5995 | 53.8849 | 100.6442 | 53.8849 | 53.8849 | 53.8849 | 80.7001 | 80.7001 | 98.816 | 80.7001 | 124.3034 | 80.7001 | 83.6633 | 80.7001 | 109.1423 | 94.237
|  | 8317 | 12 | 301 | 13 | 347 | 13 | 4 | 50 | 11.57 | 8.28 | 216 | 98796 | 5.308 | 18.2448 | -1.5354 | 0.2 | 26.0293 | 26.0293 | 26.0293 | 26.0293 | 26.0293 | 26.0293 | 26.0293 | 26.0293 | 41.3344 | 41.3344 | 41.3344 | 41.3344 | 41.3344 | 41.3344 | 41.3344 | 41.3344 | 50 | 50
|  | 8318 | 12 | 302 | 14 | 347 | 13 | 4 | 50 | 11.35 | 8.42 | 218 | 98799 | 5.599 | 16.7385 | -15.9066 | 0.2 | 25.5064 | 25.5064 | 25.5064 | 25.5064 | 25.5064 | 25.5064 | 25.5064 | 25.5064 | 40.5061 | 40.5061 | 40.5061 | 40.5061 | 40.5061 | 40.5061 | 40.5061 | 40.5061 | 49 | 49
|  | 8319 | 12 | 303 | 15 | 347 | 13 | 4 | 50 | 11.14 | 8.56 | 219 | 98803 | 5.885 | 12.8975 | -29.6068 | 0.2 | 10.2992 | 10.2992 | 10.2992 | 10.2992 | 10.2992 | 10.2992 | 10.2992 | 10.2992 | 16.4542 | 16.4542 | 16.4542 | 16.4542 | 16.4542 | 16.4542 | 16.4542 | 16.4542 | 20 | 20
|  | 8320 | 12 | 304 | 16 | 347 | 13 | 4 | 50 | 10.92 | 8.7 | 220 | 98806 | 6.157 | 7.0711 | -42.2993 | 0.2 | 26.3718 | 26.3718 | 26.3718 | 26.3718 | 63.2228 | 26.3718 | 59.9028 | 26.3718 | 39.7593 | 39.7593 | 39.7593 | 39.7593 | 70.187 | 39.7593 | 67.8394 | 39.7593 | 52.7755 | 46.5953
|  | 8321 | 12 | 305 | 17 | 347 | 13 | 4 | 50 | 10.65 | 8.04 | 222 | 98875 | 6.295 | 0 | -53.9678 | 0.2 | 0 | 0 | 0 | 0 | 0 | 0 | 0 | 0 | 0 | 0 | 0 | 0 | 0 | 0 | 0 | 0 | 0 | 0
|  | 8322 | 12 | 306 | 18 | 347 | 13 | 4 | 50 | 10.38 | 7.38 | 223 | 98943 | 6.425 | 0 | -64.84 | 0.2 | 0 | 0 | 0 | 0 | 0 | 0 | 0 | 0 | 0 | 0 | 0 | 0 | 0 | 0 | 0 | 0 | 0 | 0
|  | 8323 | 12 | 307 | 19 | 347 | 13 | 4 | 50 | 10.11 | 6.72 | 225 | 99012 | 6.548 | 0 | -75.3042 | 0.2 | 0 | 0 | 0 | 0 | 0 | 0 | 0 | 0 | 0 | 0 | 0 | 0 | 0 | 0 | 0 | 0 | 0 | 0
|  | 8324 | 12 | 308 | 20 | 347 | 13 | 4 | 50 | 9.93 | 5.96 | 225 | 99055 | 6.597 | 0 | -85.891 | 0.2 | 0 | 0 | 0 | 0 | 0 | 0 | 0 | 0 | 0 | 0 | 0 | 0 | 0 | 0 | 0 | 0 | 0 | 0
|  | 8325 | 12 | 309 | 21 | 347 | 13 | 4 | 50 | 9.76 | 5.21 | 225 | 99097 | 6.649 | 0 | -97.3498 | 0.2 | 0 | 0 | 0 | 0 | 0 | 0 | 0 | 0 | 0 | 0 | 0 | 0 | 0 | 0 | 0 | 0 | 0 | 0
|  | 8326 | 12 | 310 | 22 | 347 | 13 | 4 | 50 | 9.58 | 4.46 | 225 | 99140 | 6.694 | 0 | -110.856 | 0.2 | 0 | 0 | 0 | 0 | 0 | 0 | 0 | 0 | 0 | 0 | 0 | 0 | 0 | 0 | 0 | 0 | 0 | 0
|  | 8327 | 12 | 311 | 23 | 347 | 13 | 4 | 50 | 9.56 | 4.27 | 225 | 99137 | 6.76 | 0 | -128.3649 | 0.2 | 0 | 0 | 0 | 0 | 0 | 0 | 0 | 0 | 0 | 0 | 0 | 0 | 0 | 0 | 0 | 0 | 0 | 0
|  | 8328 | 12 | 312 | 24 | 347 | 13 | 4 | 50 | 9.54 | 4.08 | 226 | 99134 | 6.826 | 0 | -152.5481 | 0.2 | 0 | 0 | 0 | 0 | 0 | 0 | 0 | 0 | 0 | 0 | 0 | 0 | 0 | 0 | 0 | 0 | 0 | 0
|  | 8329 | 12 | 313 | 1 | 348 | 14 | 5 | 50 | 9.52 | 3.89 | 227 | 99130 | 6.892 | 0 | 176.8408 | 0.2 | 0 | 0 | 0 | 0 | 0 | 0 | 0 | 0 | 0 | 0 | 0 | 0 | 0 | 0 | 0 | 0 | 0 | 0
|  | 8330 | 12 | 314 | 2 | 348 | 14 | 5 | 50 | 9.38 | 4.32 | 222 | 99088 | 6.754 | 0 | 146.9212 | 0.2 | 0 | 0 | 0 | 0 | 0 | 0 | 0 | 0 | 0 | 0 | 0 | 0 | 0 | 0 | 0 | 0 | 0 | 0
|  | 8331 | 12 | 315 | 3 | 348 | 14 | 5 | 50 | 9.23 | 4.74 | 217 | 99045 | 6.612 | 0 | 124.2738 | 0.2 | 0 | 0 | 0 | 0 | 0 | 0 | 0 | 0 | 0 | 0 | 0 | 0 | 0 | 0 | 0 | 0 | 0 | 0
|  | 8332 | 12 | 316 | 4 | 348 | 14 | 5 | 50 | 9.09 | 5.17 | 212 | 99002 | 6.478 | 0 | 107.7915 | 0.2 | 0 | 0 | 0 | 0 | 0 | 0 | 0 | 0 | 0 | 0 | 0 | 0 | 0 | 0 | 0 | 0 | 0 | 0
|  | 8333 | 12 | 317 | 5 | 348 | 14 | 5 | 50 | 8.98 | 5.49 | 208 | 98901 | 6.439 | 0 | 94.8365 | 0.2 | 0 | 0 | 0 | 0 | 0 | 0 | 0 | 0 | 0 | 0 | 0 | 0 | 0 | 0 | 0 | 0 | 0 | 0
|  | 8334 | 12 | 318 | 6 | 348 | 14 | 5 | 50 | 8.87 | 5.8 | 203 | 98799 | 6.401 | 0 | 83.6384 | 0.2 | 0 | 0 | 0 | 0 | 0 | 0 | 0 | 0 | 0 | 0 | 0 | 0 | 0 | 0 | 0 | 0 | 0 | 0
|  | 8335 | 12 | 319 | 7 | 348 | 14 | 5 | 50 | 8.77 | 6.11 | 198 | 98698 | 6.367 | 0 | 73.1333 | 0.2 | 0 | 0 | 0 | 0 | 0 | 0 | 0 | 0 | 0 | 0 | 0 | 0 | 0 | 0 | 0 | 0 | 0 | 0
|  | 8336 | 12 | 320 | 8 | 348 | 14 | 5 | 50 | 9.06 | 6.4 | 203 | 98698 | 6.592 | 0 | 62.6287 | 0.2 | 0 | 0 | 0 | 0 | 0 | 0 | 0 | 0 | 0 | 0 | 0 | 0 | 0 | 0 | 0 | 0 | 0 | 0
|  | 8337 | 12 | 321 | 9 | 348 | 14 | 5 | 50 | 9.36 | 6.7 | 207 | 98698 | 6.829 | 1.2445 | 51.6263 | 0.2 | 0 | 0 | 0 | 0 | 0 | 0 | 0 | 0 | 0 | 0 | 0 | 0 | 0 | 0 | 0 | 0 | 0 | 0
|  | 8338 | 12 | 322 | 10 | 348 | 14 | 5 | 50 | 9.65 | 6.99 | 212 | 98698 | 7.066 | 8.343 | 39.7673 | 0.2 | 5.1201 | 5.1201 | 5.1201 | 5.1201 | 5.1201 | 5.1201 | 5.1201 | 5.1201 | 8.2062 | 8.2062 | 8.2062 | 8.2062 | 8.2062 | 8.2062 | 8.2062 | 8.2062 | 10 | 10
|  | 8339 | 12 | 323 | 11 | 348 | 14 | 5 | 50 | 9.85 | 7.42 | 216 | 98694 | 7.153 | 13.7944 | 26.8665 | 0.2 | 44.8346 | 44.8346 | 81.5602 | 44.8346 | 117.3297 | 44.8346 | 44.8346 | 44.8346 | 63.3317 | 63.3317 | 103.4093 | 63.3317 | 128.7021 | 63.3317 | 63.3317 | 63.3317 | 90.7264 | 70.7737
|  | 8340 | 12 | 324 | 12 | 348 | 14 | 5 | 50 | 10.04 | 7.84 | 221 | 98691 | 7.236 | 17.1804 | 13.0021 | 0.2 | 45.7868 | 45.7868 | 49.1676 | 45.7868 | 60.428 | 45.7868 | 45.7868 | 45.7868 | 71.8062 | 71.8062 | 77.4818 | 71.8062 | 85.4441 | 71.8062 | 72.7007 | 71.8062 | 91.0486 | 86.4028
|  | 8341 | 12 | 325 | 13 | 348 | 14 | 5 | 50 | 10.24 | 8.26 | 225 | 98688 | 7.325 | 18.1823 | -1.4253 | 0.2 | 26.0294 | 26.0294 | 26.0294 | 26.0294 | 26.0294 | 26.0294 | 26.0294 | 26.0294 | 41.3345 | 41.3345 | 41.3345 | 41.3345 | 41.3345 | 41.3345 | 41.3345 | 41.3345 | 50 | 50
|  | 8342 | 12 | 326 | 14 | 348 | 14 | 5 | 50 | 9.51 | 7.89 | 231 | 98773 | 6.928 | 16.6957 | -15.7875 | 0.2 | 58.1581 | 58.1581 | 58.1581 | 58.1581 | 887.5009 | 58.1581 | 292.6429 | 58.1581 | 44.0825 | 44.0825 | 61.0625 | 44.0825 | 813.3022 | 44.0825 | 392.6741 | 44.0825 | 288.2987 | 29.8006
|  | 8343 | 12 | 327 | 15 | 348 | 14 | 5 | 50 | 8.77 | 7.52 | 237 | 98858 | 6.547 | 12.8739 | -29.4842 | 0.2 | 38.6409 | 38.6409 | 38.6409 | 38.6409 | 53.9863 | 38.6409 | 47.3173 | 38.6409 | 60.6193 | 60.6193 | 60.6193 | 60.6193 | 74.3191 | 60.6193 | 69.6034 | 60.6193 | 77 | 72.971
|  | 8344 | 12 | 328 | 16 | 348 | 14 | 5 | 50 | 8.04 | 7.14 | 244 | 98943 | 6.189 | 7.0648 | -42.1767 | 0.2 | 45.072 | 45.072 | 45.072 | 45.072 | 281.1533 | 45.072 | 258.9628 | 45.072 | 57.9001 | 57.9001 | 57.9001 | 57.9001 | 252.7515 | 57.9001 | 237.0605 | 57.9001 | 99.8073 | 60.327
|  | 8345 | 12 | 329 | 17 | 348 | 14 | 5 | 50 | 7.33 | 6.91 | 242 | 99068 | 5.729 | 0 | -53.8462 | 0.2 | 0 | 0 | 0 | 0 | 0 | 0 | 0 | 0 | 0 | 0 | 0 | 0 | 0 | 0 | 0 | 0 | 0 | 0
|  | 8346 | 12 | 330 | 18 | 348 | 14 | 5 | 50 | 6.62 | 6.67 | 241 | 99193 | 5.297 | 0 | -64.7181 | 0.2 | 0 | 0 | 0 | 0 | 0 | 0 | 0 | 0 | 0 | 0 | 0 | 0 | 0 | 0 | 0 | 0 | 0 | 0
|  | 8347 | 12 | 331 | 19 | 348 | 14 | 5 | 50 | 5.91 | 6.43 | 239 | 99317 | 4.893 | 0 | -75.1788 | 0.2 | 0 | 0 | 0 | 0 | 0 | 0 | 0 | 0 | 0 | 0 | 0 | 0 | 0 | 0 | 0 | 0 | 0 | 0
|  | 8348 | 12 | 332 | 20 | 348 | 14 | 5 | 50 | 5.65 | 5.79 | 236 | 99363 | 4.667 | 0 | -85.7571 | 0.2 | 0 | 0 | 0 | 0 | 0 | 0 | 0 | 0 | 0 | 0 | 0 | 0 | 0 | 0 | 0 | 0 | 0 | 0
|  | 8349 | 12 | 333 | 21 | 348 | 14 | 5 | 50 | 5.39 | 5.16 | 233 | 99409 | 4.448 | 0 | -97.1999 | 0.2 | 0 | 0 | 0 | 0 | 0 | 0 | 0 | 0 | 0 | 0 | 0 | 0 | 0 | 0 | 0 | 0 | 0 | 0
|  | 8350 | 12 | 334 | 22 | 348 | 14 | 5 | 50 | 5.13 | 4.52 | 230 | 99455 | 4.235 | 0 | -110.6788 | 0.2 | 0 | 0 | 0 | 0 | 0 | 0 | 0 | 0 | 0 | 0 | 0 | 0 | 0 | 0 | 0 | 0 | 0 | 0
|  | 8351 | 12 | 335 | 23 | 348 | 14 | 5 | 50 | 5.23 | 4.29 | 225 | 99419 | 4.182 | 0 | -128.1468 | 0.2 | 0 | 0 | 0 | 0 | 0 | 0 | 0 | 0 | 0 | 0 | 0 | 0 | 0 | 0 | 0 | 0 | 0 | 0
|  | 8352 | 12 | 336 | 24 | 348 | 14 | 5 | 50 | 5.33 | 4.05 | 220 | 99383 | 4.126 | 0 | -152.2909 | 0.2 | 0 | 0 | 0 | 0 | 0 | 0 | 0 | 0 | 0 | 0 | 0 | 0 | 0 | 0 | 0 | 0 | 0 | 0
|  | 8353 | 12 | 337 | 1 | 349 | 15 | 6 | 50 | 5.43 | 3.81 | 215 | 99347 | 4.071 | 0 | 177.0768 | 0.2 | 0 | 0 | 0 | 0 | 0 | 0 | 0 | 0 | 0 | 0 | 0 | 0 | 0 | 0 | 0 | 0 | 0 | 0
|  | 8354 | 12 | 338 | 2 | 349 | 15 | 6 | 50 | 5.77 | 4.14 | 217 | 99297 | 4.546 | 0 | 147.0739 | 0.2 | 0 | 0 | 0 | 0 | 0 | 0 | 0 | 0 | 0 | 0 | 0 | 0 | 0 | 0 | 0 | 0 | 0 | 0
|  | 8355 | 12 | 339 | 3 | 349 | 15 | 6 | 50 | 6.12 | 4.47 | 220 | 99248 | 5.045 | 0 | 124.3588 | 0.2 | 0 | 0 | 0 | 0 | 0 | 0 | 0 | 0 | 0 | 0 | 0 | 0 | 0 | 0 | 0 | 0 | 0 | 0
|  | 8356 | 12 | 340 | 4 | 349 | 15 | 6 | 50 | 6.46 | 4.8 | 222 | 99199 | 5.564 | 0 | 107.8434 | 0.2 | 0 | 0 | 0 | 0 | 0 | 0 | 0 | 0 | 0 | 0 | 0 | 0 | 0 | 0 | 0 | 0 | 0 | 0
|  | 8357 | 12 | 341 | 5 | 349 | 15 | 6 | 50 | 6.19 | 4.93 | 226 | 99193 | 5.497 | 0 | 94.875 | 0.2 | 0 | 0 | 0 | 0 | 0 | 0 | 0 | 0 | 0 | 0 | 0 | 0 | 0 | 0 | 0 | 0 | 0 | 0
|  | 8358 | 12 | 342 | 6 | 349 | 15 | 6 | 50 | 5.92 | 5.07 | 230 | 99186 | 5.43 | 0 | 83.6735 | 0.2 | 0 | 0 | 0 | 0 | 0 | 0 | 0 | 0 | 0 | 0 | 0 | 0 | 0 | 0 | 0 | 0 | 0 | 0
|  | 8359 | 12 | 343 | 7 | 349 | 15 | 6 | 50 | 5.65 | 5.2 | 234 | 99179 | 5.364 | 0 | 73.1706 | 0.2 | 0 | 0 | 0 | 0 | 0 | 0 | 0 | 0 | 0 | 0 | 0 | 0 | 0 | 0 | 0 | 0 | 0 | 0
|  | 8360 | 12 | 344 | 8 | 349 | 15 | 6 | 50 | 5.51 | 5.17 | 236 | 99222 | 5.3 | 0 | 62.6721 | 0.2 | 0 | 0 | 0 | 0 | 0 | 0 | 0 | 0 | 0 | 0 | 0 | 0 | 0 | 0 | 0 | 0 | 0 | 0
|  | 8361 | 12 | 345 | 9 | 349 | 15 | 6 | 50 | 5.36 | 5.14 | 239 | 99265 | 5.233 | 1.1393 | 51.6795 | 0.2 | 0 | 0 | 0 | 0 | 0 | 0 | 0 | 0 | 0 | 0 | 0 | 0 | 0 | 0 | 0 | 0 | 0 | 0
|  | 8362 | 12 | 346 | 10 | 349 | 15 | 6 | 50 | 5.22 | 5.12 | 241 | 99307 | 5.17 | 8.2449 | 39.8336 | 0.2 | 29.5305 | 29.5305 | 173.7553 | 29.5305 | 202.4284 | 29.5305 | 29.5305 | 29.5305 | 33.0303 | 33.0303 | 158.0823 | 33.0303 | 178.3572 | 33.0303 | 33.0303 | 33.0303 | 62.0652 | 29.4398
|  | 8363 | 12 | 347 | 11 | 349 | 15 | 6 | 50 | 5.42 | 5.57 | 241 | 99294 | 5.146 | 13.707 | 26.9481 | 0.2 | 54.1377 | 54.1377 | 144.6011 | 54.1377 | 232.0804 | 54.1377 | 54.1377 | 54.1377 | 66.88 | 66.88 | 165.2745 | 66.88 | 227.1318 | 66.88 | 66.88 | 66.88 | 115.4493 | 66.7618
|  | 8364 | 12 | 348 | 12 | 349 | 15 | 6 | 50 | 5.63 | 6.02 | 241 | 99281 | 5.124 | 17.1075 | 13.0992 | 0.2 | 45.7709 | 45.7709 | 49.2212 | 45.7709 | 60.5986 | 45.7709 | 45.7709 | 45.7709 | 71.7757 | 71.7757 | 77.5287 | 71.7757 | 85.5738 | 71.7757 | 72.6493 | 71.7757 | 91.0502 | 86.3645
|  | 8365 | 12 | 349 | 13 | 349 | 15 | 6 | 50 | 5.83 | 6.47 | 241 | 99268 | 5.096 | 18.1273 | -1.3155 | 0.2 | 53.7368 | 53.7368 | 53.7368 | 53.7368 | 75.5151 | 53.7368 | 54.2369 | 53.7368 | 83.9592 | 83.9592 | 88.6484 | 83.9592 | 104.4016 | 83.9592 | 89.3556 | 83.9592 | 108.0018 | 100.8702
|  | 8366 | 12 | 350 | 14 | 349 | 15 | 6 | 50 | 5.77 | 5.95 | 243 | 99307 | 5.179 | 16.6601 | -15.6701 | 0.2 | 48.8268 | 48.8268 | 48.8268 | 48.8268 | 68.5681 | 48.8268 | 54.3647 | 48.8268 | 76.3791 | 76.3791 | 76.8019 | 76.3791 | 94.677 | 76.3791 | 84.6337 | 76.3791 | 97.9576 | 91.8218
|  | 8367 | 12 | 351 | 15 | 349 | 15 | 6 | 50 | 5.72 | 5.43 | 244 | 99347 | 5.265 | 12.8573 | -29.3644 | 0.2 | 13.4246 | 13.4246 | 13.4246 | 13.4246 | 13.4246 | 13.4246 | 13.4246 | 13.4246 | 21.4157 | 21.4157 | 21.4157 | 21.4157 | 21.4157 | 21.4157 | 21.4157 | 21.4157 | 26 | 26
|  | 8368 | 12 | 352 | 16 | 349 | 15 | 6 | 50 | 5.66 | 4.91 | 246 | 99386 | 5.347 | 7.0649 | -42.0579 | 0.2 | 38.3596 | 38.3596 | 38.3596 | 38.3596 | 186.4121 | 38.3596 | 171.9377 | 38.3596 | 50.4779 | 50.4779 | 50.4779 | 50.4779 | 172.6417 | 50.4779 | 162.4067 | 50.4779 | 77.8714 | 53.1582
|  | 8369 | 12 | 353 | 17 | 349 | 15 | 6 | 50 | 5.54 | 4.94 | 245 | 99409 | 5.241 | 0 | -53.7291 | 0.2 | 0 | 0 | 0 | 0 | 0 | 0 | 0 | 0 | 0 | 0 | 0 | 0 | 0 | 0 | 0 | 0 | 0 | 0
|  | 8370 | 12 | 354 | 18 | 349 | 15 | 6 | 50 | 5.41 | 4.97 | 245 | 99432 | 5.133 | 0 | -64.6013 | 0.2 | 0 | 0 | 0 | 0 | 0 | 0 | 0 | 0 | 0 | 0 | 0 | 0 | 0 | 0 | 0 | 0 | 0 | 0
|  | 8371 | 12 | 355 | 19 | 349 | 15 | 6 | 50 | 5.28 | 5.01 | 245 | 99455 | 5.026 | 0 | -75.0591 | 0.2 | 0 | 0 | 0 | 0 | 0 | 0 | 0 | 0 | 0 | 0 | 0 | 0 | 0 | 0 | 0 | 0 | 0 | 0
|  | 8372 | 12 | 356 | 20 | 349 | 15 | 6 | 50 | 5.17 | 4.98 | 237 | 99402 | 4.958 | 0 | -85.6296 | 0.2 | 0 | 0 | 0 | 0 | 0 | 0 | 0 | 0 | 0 | 0 | 0 | 0 | 0 | 0 | 0 | 0 | 0 | 0
|  | 8373 | 12 | 357 | 21 | 349 | 15 | 6 | 50 | 5.06 | 4.95 | 230 | 99350 | 4.891 | 0 | -97.057 | 0.2 | 0 | 0 | 0 | 0 | 0 | 0 | 0 | 0 | 0 | 0 | 0 | 0 | 0 | 0 | 0 | 0 | 0 | 0
|  | 8374 | 12 | 358 | 22 | 349 | 15 | 6 | 50 | 4.95 | 4.92 | 222 | 99297 | 4.824 | 0 | -110.5094 | 0.2 | 0 | 0 | 0 | 0 | 0 | 0 | 0 | 0 | 0 | 0 | 0 | 0 | 0 | 0 | 0 | 0 | 0 | 0
|  | 8375 | 12 | 359 | 23 | 349 | 15 | 6 | 50 | 5.11 | 5.11 | 212 | 99137 | 5.015 | 0 | -127.9365 | 0.2 | 0 | 0 | 0 | 0 | 0 | 0 | 0 | 0 | 0 | 0 | 0 | 0 | 0 | 0 | 0 | 0 | 0 | 0
|  | 8376 | 12 | 360 | 24 | 349 | 15 | 6 | 50 | 5.27 | 5.3 | 202 | 98976 | 5.21 | 0 | -152.0389 | 0.2 | 0 | 0 | 0 | 0 | 0 | 0 | 0 | 0 | 0 | 0 | 0 | 0 | 0 | 0 | 0 | 0 | 0 | 0
|  | 8377 | 12 | 361 | 1 | 350 | 16 | 7 | 50 | 5.43 | 5.49 | 191 | 98816 | 5.408 | 0 | 177.3144 | 0.2 | 0 | 0 | 0 | 0 | 0 | 0 | 0 | 0 | 0 | 0 | 0 | 0 | 0 | 0 | 0 | 0 | 0 | 0
|  | 8378 | 12 | 362 | 2 | 350 | 16 | 7 | 50 | 6.02 | 6.6 | 195 | 98524 | 5.651 | 0 | 147.2335 | 0.2 | 0 | 0 | 0 | 0 | 0 | 0 | 0 | 0 | 0 | 0 | 0 | 0 | 0 | 0 | 0 | 0 | 0 | 0
|  | 8379 | 12 | 363 | 3 | 350 | 16 | 7 | 50 | 6.6 | 7.71 | 198 | 98232 | 5.9 | 0 | 124.4519 | 0.2 | 0 | 0 | 0 | 0 | 0 | 0 | 0 | 0 | 0 | 0 | 0 | 0 | 0 | 0 | 0 | 0 | 0 | 0
|  | 8380 | 12 | 364 | 4 | 350 | 16 | 7 | 50 | 7.19 | 8.83 | 201 | 97941 | 6.163 | 0 | 107.9029 | 0.2 | 0 | 0 | 0 | 0 | 0 | 0 | 0 | 0 | 0 | 0 | 0 | 0 | 0 | 0 | 0 | 0 | 0 | 0
|  | 8381 | 12 | 365 | 5 | 350 | 16 | 7 | 50 | 7.14 | 9.81 | 204 | 97666 | 6.15 | 0 | 94.9204 | 0.2 | 0 | 0 | 0 | 0 | 0 | 0 | 0 | 0 | 0 | 0 | 0 | 0 | 0 | 0 | 0 | 0 | 0 | 0
|  | 8382 | 12 | 366 | 6 | 350 | 16 | 7 | 50 | 7.09 | 10.79 | 207 | 97390 | 6.138 | 0 | 83.7146 | 0.2 | 0 | 0 | 0 | 0 | 0 | 0 | 0 | 0 | 0 | 0 | 0 | 0 | 0 | 0 | 0 | 0 | 0 | 0
|  | 8383 | 12 | 367 | 7 | 350 | 16 | 7 | 50 | 7.04 | 11.77 | 210 | 97115 | 6.125 | 0 | 73.2132 | 0.2 | 0 | 0 | 0 | 0 | 0 | 0 | 0 | 0 | 0 | 0 | 0 | 0 | 0 | 0 | 0 | 0 | 0 | 0
|  | 8384 | 12 | 368 | 8 | 350 | 16 | 7 | 50 | 7.26 | 11.87 | 210 | 96922 | 6.228 | 0 | 62.7204 | 0.2 | 0 | 0 | 0 | 0 | 0 | 0 | 0 | 0 | 0 | 0 | 0 | 0 | 0 | 0 | 0 | 0 | 0 | 0
|  | 8385 | 12 | 369 | 9 | 350 | 16 | 7 | 50 | 7.49 | 11.97 | 210 | 96728 | 6.339 | 1.0403 | 51.7369 | 0.2 | 0 | 0 | 0 | 0 | 0 | 0 | 0 | 0 | 0 | 0 | 0 | 0 | 0 | 0 | 0 | 0 | 0 | 0
|  | 8386 | 12 | 370 | 10 | 350 | 16 | 7 | 50 | 7.71 | 12.07 | 210 | 96535 | 6.446 | 8.1536 | 39.9032 | 0.2 | 14.509 | 14.509 | 14.509 | 14.509 | 14.509 | 14.509 | 14.509 | 14.509 | 23.0996 | 23.0996 | 23.0996 | 23.0996 | 23.0996 | 23.0996 | 23.0996 | 23.0996 | 28 | 28
|  | 8387 | 12 | 371 | 11 | 350 | 16 | 7 | 50 | 8.34 | 11.52 | 213 | 96374 | 6.787 | 13.6268 | 27.032 | 0.2 | 55.7633 | 55.7633 | 160.1684 | 55.7633 | 260.3869 | 55.7633 | 55.7633 | 55.7633 | 68.5492 | 68.5492 | 181.7525 | 68.5492 | 252.6177 | 68.5492 | 68.5492 | 68.5492 | 124.2163 | 68.5276
|  | 8388 | 12 | 372 | 12 | 350 | 16 | 7 | 50 | 8.97 | 10.97 | 215 | 96214 | 7.144 | 17.042 | 13.1974 | 0.2 | 26.0338 | 26.0338 | 26.0338 | 26.0338 | 26.0338 | 26.0338 | 26.0338 | 26.0338 | 41.3376 | 41.3376 | 41.3376 | 41.3376 | 41.3376 | 41.3376 | 41.3376 | 41.3376 | 50 | 50
|  | 8389 | 12 | 373 | 13 | 350 | 16 | 7 | 50 | 9.6 | 10.41 | 218 | 96053 | 7.519 | 18.0797 | -1.206 | 0.2 | 59.433 | 59.433 | 59.433 | 59.433 | 116.579 | 59.433 | 60.636 | 59.433 | 88.6465 | 88.6465 | 100.9904 | 88.6465 | 142.2494 | 88.6465 | 102.6917 | 88.6465 | 122.0096 | 103.3496
|  | 8390 | 12 | 374 | 14 | 350 | 16 | 7 | 50 | 9.06 | 9.65 | 230 | 96234 | 7.193 | 16.6319 | -15.5543 | 0.2 | 49.2681 | 49.2681 | 49.2681 | 49.2681 | 69.749 | 49.2681 | 54.9689 | 49.2681 | 77.0429 | 77.0429 | 77.5024 | 77.0429 | 96.0156 | 77.0429 | 85.5645 | 77.0429 | 98.9588 | 92.6082
|  | 8391 | 12 | 375 | 15 | 350 | 16 | 7 | 50 | 8.53 | 8.88 | 242 | 96414 | 6.884 | 12.8477 | -29.2474 | 0.2 | 22.9 | 22.9 | 22.9 | 22.9 | 22.9 | 22.9 | 22.9 | 22.9 | 36.3702 | 36.3702 | 36.3702 | 36.3702 | 36.3702 | 36.3702 | 36.3702 | 36.3702 | 44 | 44
|  | 8392 | 12 | 376 | 16 | 350 | 16 | 7 | 50 | 7.99 | 8.11 | 253 | 96594 | 6.583 | 7.0716 | -41.9427 | 0.2 | 25.0763 | 25.0763 | 25.0763 | 25.0763 | 56.9808 | 25.0763 | 53.7455 | 25.0763 | 37.8977 | 37.8977 | 37.8977 | 37.8977 | 64.2201 | 37.8977 | 61.9324 | 37.8977 | 49.7768 | 44.4558
|  | 8393 | 12 | 377 | 17 | 350 | 16 | 7 | 50 | 6.69 | 8.46 | 258 | 96833 | 5.983 | 0 | -53.6164 | 0.2 | 0 | 0 | 0 | 0 | 0 | 0 | 0 | 0 | 0 | 0 | 0 | 0 | 0 | 0 | 0 | 0 | 0 | 0
|  | 8394 | 12 | 378 | 18 | 350 | 16 | 7 | 50 | 5.38 | 8.82 | 262 | 97072 | 5.428 | 0 | -64.4895 | 0.2 | 0 | 0 | 0 | 0 | 0 | 0 | 0 | 0 | 0 | 0 | 0 | 0 | 0 | 0 | 0 | 0 | 0 | 0
|  | 8395 | 12 | 379 | 19 | 350 | 16 | 7 | 50 | 4.07 | 9.17 | 266 | 97312 | 4.921 | 0 | -74.945 | 0.2 | 0 | 0 | 0 | 0 | 0 | 0 | 0 | 0 | 0 | 0 | 0 | 0 | 0 | 0 | 0 | 0 | 0 | 0
|  | 8396 | 12 | 380 | 20 | 350 | 16 | 7 | 50 | 3.67 | 7.83 | 265 | 97446 | 4.731 | 0 | -85.5083 | 0.2 | 0 | 0 | 0 | 0 | 0 | 0 | 0 | 0 | 0 | 0 | 0 | 0 | 0 | 0 | 0 | 0 | 0 | 0
|  | 8397 | 12 | 381 | 21 | 350 | 16 | 7 | 50 | 3.27 | 6.48 | 265 | 97580 | 4.548 | 0 | -96.9211 | 0.2 | 0 | 0 | 0 | 0 | 0 | 0 | 0 | 0 | 0 | 0 | 0 | 0 | 0 | 0 | 0 | 0 | 0 | 0
|  | 8398 | 12 | 382 | 22 | 350 | 16 | 7 | 50 | 2.87 | 5.13 | 264 | 97715 | 4.37 | 0 | -110.3477 | 0.2 | 0 | 0 | 0 | 0 | 0 | 0 | 0 | 0 | 0 | 0 | 0 | 0 | 0 | 0 | 0 | 0 | 0 | 0
|  | 8399 | 12 | 383 | 23 | 350 | 16 | 7 | 50 | 2.81 | 4.47 | 266 | 97774 | 4.336 | 0 | -127.7342 | 0.2 | 0 | 0 | 0 | 0 | 0 | 0 | 0 | 0 | 0 | 0 | 0 | 0 | 0 | 0 | 0 | 0 | 0 | 0
|  | 8400 | 12 | 384 | 24 | 350 | 16 | 7 | 50 | 2.74 | 3.81 | 268 | 97833 | 4.3 | 0 | -151.7923 | 0.2 | 0 | 0 | 0 | 0 | 0 | 0 | 0 | 0 | 0 | 0 | 0 | 0 | 0 | 0 | 0 | 0 | 0 | 0
|  | 8401 | 12 | 385 | 1 | 351 | 17 | 1 | 51 | 2.68 | 3.14 | 269 | 97892 | 4.267 | 0 | 177.5532 | 0.2 | 0 | 0 | 0 | 0 | 0 | 0 | 0 | 0 | 0 | 0 | 0 | 0 | 0 | 0 | 0 | 0 | 0 | 0
|  | 8402 | 12 | 386 | 2 | 351 | 17 | 1 | 51 | 2.25 | 3.54 | 267 | 98010 | 4.123 | 0 | 147.4001 | 0.2 | 0 | 0 | 0 | 0 | 0 | 0 | 0 | 0 | 0 | 0 | 0 | 0 | 0 | 0 | 0 | 0 | 0 | 0
|  | 8403 | 12 | 387 | 3 | 351 | 17 | 1 | 51 | 1.82 | 3.93 | 264 | 98128 | 3.983 | 0 | 124.5532 | 0.2 | 0 | 0 | 0 | 0 | 0 | 0 | 0 | 0 | 0 | 0 | 0 | 0 | 0 | 0 | 0 | 0 | 0 | 0
|  | 8404 | 12 | 388 | 4 | 351 | 17 | 1 | 51 | 1.39 | 4.32 | 262 | 98246 | 3.848 | 0 | 107.97 | 0.2 | 0 | 0 | 0 | 0 | 0 | 0 | 0 | 0 | 0 | 0 | 0 | 0 | 0 | 0 | 0 | 0 | 0 | 0
|  | 8405 | 12 | 389 | 5 | 351 | 17 | 1 | 51 | 1.3 | 4.41 | 267 | 98311 | 3.888 | 0 | 94.9725 | 0.2 | 0 | 0 | 0 | 0 | 0 | 0 | 0 | 0 | 0 | 0 | 0 | 0 | 0 | 0 | 0 | 0 | 0 | 0
|  | 8406 | 12 | 390 | 6 | 351 | 17 | 1 | 51 | 1.22 | 4.51 | 273 | 98377 | 3.929 | 0 | 83.7618 | 0.2 | 0 | 0 | 0 | 0 | 0 | 0 | 0 | 0 | 0 | 0 | 0 | 0 | 0 | 0 | 0 | 0 | 0 | 0
|  | 8407 | 12 | 391 | 7 | 351 | 17 | 1 | 51 | 1.14 | 4.61 | 278 | 98442 | 3.97 | 0 | 73.2613 | 0.2 | 0 | 0 | 0 | 0 | 0 | 0 | 0 | 0 | 0 | 0 | 0 | 0 | 0 | 0 | 0 | 0 | 0 | 0
|  | 8408 | 12 | 392 | 8 | 351 | 17 | 1 | 51 | 1.37 | 4.54 | 280 | 98563 | 3.994 | 0 | 62.7735 | 0.2 | 0 | 0 | 0 | 0 | 0 | 0 | 0 | 0 | 0 | 0 | 0 | 0 | 0 | 0 | 0 | 0 | 0 | 0
|  | 8409 | 12 | 393 | 9 | 351 | 17 | 1 | 51 | 1.61 | 4.47 | 282 | 98685 | 4.021 | 0.94756 | 51.7986 | 0.2 | 0 | 0 | 0 | 0 | 0 | 0 | 0 | 0 | 0 | 0 | 0 | 0 | 0 | 0 | 0 | 0 | 0 | 0
|  | 8410 | 12 | 394 | 10 | 351 | 17 | 1 | 51 | 1.84 | 4.4 | 284 | 98806 | 4.045 | 8.0689 | 39.9763 | 0.2 | 28.6637 | 28.6637 | 163.7101 | 28.6637 | 189.741 | 28.6637 | 28.6637 | 28.6637 | 32.2151 | 32.2151 | 148.7786 | 32.2151 | 167.1853 | 32.2151 | 32.2151 | 32.2151 | 58.5428 | 28.7433
|  | 8411 | 12 | 395 | 11 | 351 | 17 | 1 | 51 | 2.21 | 4.62 | 282 | 98875 | 3.972 | 13.5536 | 27.1184 | 0.2 | 35.109 | 35.109 | 45.6776 | 35.109 | 55.7454 | 35.109 | 35.109 | 35.109 | 53.2718 | 53.2718 | 64.6971 | 53.2718 | 71.8162 | 53.2718 | 53.2718 | 53.2718 | 68.1249 | 62.5357
|  | 8412 | 12 | 396 | 12 | 351 | 17 | 1 | 51 | 2.58 | 4.83 | 279 | 98943 | 3.892 | 16.984 | 13.2967 | 0.2 | 52.4897 | 52.4897 | 63.2301 | 52.4897 | 97.9366 | 52.4897 | 52.4897 | 52.4897 | 78.6619 | 78.6619 | 96.342 | 78.6619 | 120.8832 | 78.6619 | 81.1527 | 78.6619 | 106.1489 | 91.8859
|  | 8413 | 12 | 397 | 13 | 351 | 17 | 1 | 51 | 2.95 | 5.05 | 277 | 99012 | 3.806 | 18.0397 | -1.0967 | 0.2 | 86.8514 | 86.8514 | 86.8514 | 86.8514 | 562.4143 | 86.8514 | 95.9555 | 86.8514 | 97.8364 | 97.8364 | 200.9384 | 97.8364 | 543.6497 | 97.8364 | 213.8136 | 97.8364 | 248.3312 | 93.4188
|  | 8414 | 12 | 398 | 14 | 351 | 17 | 1 | 51 | 3.02 | 4.52 | 271 | 99094 | 3.924 | 16.611 | -15.4402 | 0.2 | 80.0748 | 80.0748 | 80.0748 | 80.0748 | 377.7333 | 80.0748 | 162.2884 | 80.0748 | 99.8405 | 99.8405 | 106.8474 | 99.8405 | 375.4575 | 99.8405 | 223.115 | 99.8405 | 194.6897 | 102.5668
|  | 8415 | 12 | 399 | 15 | 351 | 17 | 1 | 51 | 3.08 | 3.99 | 265 | 99176 | 4.042 | 12.8451 | -29.1332 | 0.2 | 55.7808 | 55.7808 | 55.7808 | 55.7808 | 701.0552 | 55.7808 | 415.4263 | 55.7808 | 51.589 | 51.589 | 51.589 | 51.589 | 626.9772 | 51.589 | 425.0071 | 51.589 | 210.1488 | 41.7014
|  | 8416 | 12 | 400 | 16 | 351 | 17 | 1 | 51 | 3.15 | 3.46 | 259 | 99258 | 4.162 | 7.0848 | -41.8314 | 0.2 | 38.0263 | 38.0263 | 38.0263 | 38.0263 | 373.3789 | 38.0263 | 338.1966 | 38.0263 | 45.4863 | 45.4863 | 45.4863 | 45.4863 | 322.1708 | 45.4863 | 297.2931 | 45.4863 | 101.546 | 45.6077
|  | 8417 | 12 | 401 | 17 | 351 | 17 | 1 | 51 | 2.88 | 3.04 | 254 | 99291 | 4.172 | 0 | -53.5081 | 0.2 | 0 | 0 | 0 | 0 | 0 | 0 | 0 | 0 | 0 | 0 | 0 | 0 | 0 | 0 | 0 | 0 | 0 | 0
|  | 8418 | 12 | 402 | 18 | 351 | 17 | 1 | 51 | 2.61 | 2.62 | 249 | 99324 | 4.181 | 0 | -64.3827 | 0.2 | 0 | 0 | 0 | 0 | 0 | 0 | 0 | 0 | 0 | 0 | 0 | 0 | 0 | 0 | 0 | 0 | 0 | 0
|  | 8419 | 12 | 403 | 19 | 351 | 17 | 1 | 51 | 2.34 | 2.19 | 244 | 99356 | 4.187 | 0 | -74.8366 | 0.2 | 0 | 0 | 0 | 0 | 0 | 0 | 0 | 0 | 0 | 0 | 0 | 0 | 0 | 0 | 0 | 0 | 0 | 0
|  | 8420 | 12 | 404 | 20 | 351 | 17 | 1 | 51 | 2.15 | 2.56 | 242 | 99360 | 4.156 | 0 | -85.3933 | 0.2 | 0 | 0 | 0 | 0 | 0 | 0 | 0 | 0 | 0 | 0 | 0 | 0 | 0 | 0 | 0 | 0 | 0 | 0
|  | 8421 | 12 | 405 | 21 | 351 | 17 | 1 | 51 | 1.96 | 2.92 | 240 | 99363 | 4.125 | 0 | -96.7923 | 0.2 | 0 | 0 | 0 | 0 | 0 | 0 | 0 | 0 | 0 | 0 | 0 | 0 | 0 | 0 | 0 | 0 | 0 | 0
|  | 8422 | 12 | 406 | 22 | 351 | 17 | 1 | 51 | 1.77 | 3.28 | 237 | 99366 | 4.094 | 0 | -110.1939 | 0.2 | 0 | 0 | 0 | 0 | 0 | 0 | 0 | 0 | 0 | 0 | 0 | 0 | 0 | 0 | 0 | 0 | 0 | 0
|  | 8423 | 12 | 407 | 23 | 351 | 17 | 1 | 51 | 1.92 | 3.17 | 239 | 99343 | 4.147 | 0 | -127.5399 | 0.2 | 0 | 0 | 0 | 0 | 0 | 0 | 0 | 0 | 0 | 0 | 0 | 0 | 0 | 0 | 0 | 0 | 0 | 0
|  | 8424 | 12 | 408 | 24 | 351 | 17 | 1 | 51 | 2.07 | 3.05 | 240 | 99320 | 4.199 | 0 | -151.5514 | 0.2 | 0 | 0 | 0 | 0 | 0 | 0 | 0 | 0 | 0 | 0 | 0 | 0 | 0 | 0 | 0 | 0 | 0 | 0
|  | 8425 | 12 | 409 | 1 | 352 | 18 | 2 | 51 | 2.22 | 2.94 | 242 | 99297 | 4.253 | 0 | 177.7932 | 0.2 | 0 | 0 | 0 | 0 | 0 | 0 | 0 | 0 | 0 | 0 | 0 | 0 | 0 | 0 | 0 | 0 | 0 | 0
|  | 8426 | 12 | 410 | 2 | 352 | 18 | 2 | 51 | 2.19 | 3.08 | 242 | 99297 | 4.216 | 0 | 147.5736 | 0.2 | 0 | 0 | 0 | 0 | 0 | 0 | 0 | 0 | 0 | 0 | 0 | 0 | 0 | 0 | 0 | 0 | 0 | 0
|  | 8427 | 12 | 411 | 3 | 352 | 18 | 2 | 51 | 2.15 | 3.21 | 242 | 99297 | 4.176 | 0 | 124.6627 | 0.2 | 0 | 0 | 0 | 0 | 0 | 0 | 0 | 0 | 0 | 0 | 0 | 0 | 0 | 0 | 0 | 0 | 0 | 0
|  | 8428 | 12 | 412 | 4 | 352 | 18 | 2 | 51 | 2.12 | 3.35 | 242 | 99297 | 4.139 | 0 | 108.0447 | 0.2 | 0 | 0 | 0 | 0 | 0 | 0 | 0 | 0 | 0 | 0 | 0 | 0 | 0 | 0 | 0 | 0 | 0 | 0
|  | 8429 | 12 | 413 | 5 | 352 | 18 | 2 | 51 | 1.99 | 3.06 | 243 | 99297 | 4.133 | 0 | 95.0314 | 0.2 | 0 | 0 | 0 | 0 | 0 | 0 | 0 | 0 | 0 | 0 | 0 | 0 | 0 | 0 | 0 | 0 | 0 | 0
|  | 8430 | 12 | 414 | 6 | 352 | 18 | 2 | 51 | 1.86 | 2.76 | 245 | 99297 | 4.126 | 0 | 83.8151 | 0.2 | 0 | 0 | 0 | 0 | 0 | 0 | 0 | 0 | 0 | 0 | 0 | 0 | 0 | 0 | 0 | 0 | 0 | 0
|  | 8431 | 12 | 415 | 7 | 352 | 18 | 2 | 51 | 1.73 | 2.47 | 247 | 99297 | 4.119 | 0 | 73.3149 | 0.2 | 0 | 0 | 0 | 0 | 0 | 0 | 0 | 0 | 0 | 0 | 0 | 0 | 0 | 0 | 0 | 0 | 0 | 0
|  | 8432 | 12 | 416 | 8 | 352 | 18 | 2 | 51 | 1.84 | 2.87 | 246 | 99353 | 4.158 | 0 | 62.8316 | 0.2 | 0 | 0 | 0 | 0 | 0 | 0 | 0 | 0 | 0 | 0 | 0 | 0 | 0 | 0 | 0 | 0 | 0 | 0
|  | 8433 | 12 | 417 | 9 | 352 | 18 | 2 | 51 | 1.95 | 3.27 | 246 | 99409 | 4.199 | 0.86113 | 51.8645 | 0.2 | 0 | 0 | 0 | 0 | 0 | 0 | 0 | 0 | 0 | 0 | 0 | 0 | 0 | 0 | 0 | 0 | 0 | 0
|  | 8434 | 12 | 418 | 10 | 352 | 18 | 2 | 51 | 2.06 | 3.67 | 246 | 99464 | 4.239 | 7.9911 | 40.0528 | 0.2 | 28.8068 | 28.8068 | 171.4496 | 28.8068 | 198.4837 | 28.8068 | 28.8068 | 28.8068 | 32.3122 | 32.3122 | 155.1798 | 32.3122 | 174.2958 | 32.3122 | 32.3122 | 32.3122 | 59.9719 | 28.8536
|  | 8435 | 12 | 419 | 11 | 352 | 18 | 2 | 51 | 2.3 | 3.66 | 247 | 99504 | 4.328 | 13.4877 | 27.2072 | 0.2 | 43.276 | 43.276 | 77.8613 | 43.276 | 110.5509 | 43.276 | 43.276 | 43.276 | 61.2559 | 61.2559 | 98.5407 | 61.2559 | 121.6557 | 61.2559 | 61.2559 | 61.2559 | 86.6303 | 68.487
|  | 8436 | 12 | 420 | 12 | 352 | 18 | 2 | 51 | 2.55 | 3.65 | 248 | 99543 | 4.422 | 16.9334 | 13.3973 | 0.2 | 70.2802 | 70.2802 | 227.0348 | 70.2802 | 728.4049 | 70.2802 | 70.2802 | 70.2802 | 66.3002 | 66.3002 | 322.7907 | 66.3002 | 677.3129 | 66.3002 | 101.1062 | 66.3002 | 260.7916 | 54.8138
|  | 8437 | 12 | 421 | 13 | 352 | 18 | 2 | 51 | 2.79 | 3.64 | 249 | 99582 | 4.514 | 18.0072 | -0.98768 | 0.2 | 63.4894 | 63.4894 | 63.4894 | 63.4894 | 139.2633 | 63.4894 | 64.7958 | 63.4894 | 94.0355 | 94.0355 | 110.531 | 94.0355 | 165.0349 | 94.0355 | 112.3784 | 94.0355 | 134.0205 | 109.3859
|  | 8438 | 12 | 422 | 14 | 352 | 18 | 2 | 51 | 2.65 | 2.94 | 252 | 99641 | 4.459 | 16.5975 | -15.3277 | 0.2 | 69.1999 | 69.1999 | 69.1999 | 69.1999 | 224.0347 | 69.1999 | 111.6383 | 69.1999 | 96.1666 | 96.1666 | 99.9953 | 96.1666 | 239.4886 | 96.1666 | 160.0123 | 96.1666 | 155.1783 | 107.3253
|  | 8439 | 12 | 423 | 15 | 352 | 18 | 2 | 51 | 2.51 | 2.23 | 255 | 99700 | 4.405 | 12.8495 | -29.0219 | 0.2 | 65.1307 | 65.1307 | 65.1307 | 65.1307 | 316.5244 | 65.1307 | 204.6059 | 65.1307 | 82.8886 | 82.8886 | 82.8886 | 82.8886 | 307.0217 | 82.8886 | 227.8833 | 82.8886 | 151.8244 | 86.2461
|  | 8440 | 12 | 424 | 16 | 352 | 18 | 2 | 51 | 2.37 | 1.53 | 258 | 99759 | 4.351 | 7.1047 | -41.7237 | 0.2 | 25.5271 | 25.5271 | 25.5271 | 25.5271 | 58.8414 | 25.5271 | 55.2338 | 25.5271 | 38.5544 | 38.5544 | 38.5544 | 38.5544 | 66.0451 | 38.5544 | 63.4941 | 38.5544 | 50.778 | 45.2146
|  | 8441 | 12 | 425 | 17 | 352 | 18 | 2 | 51 | 2.09 | 1.72 | 258 | 99831 | 4.26 | 0 | -53.4043 | 0.2 | 3.6261 | 3.6261 | 3.6261 | 3.6261 | 3.6683 | 3.6261 | 3.683 | 3.6261 | 5.771 | 5.771 | 5.771 | 5.771 | 5.8007 | 5.771 | 5.811 | 5.771 | 6.9938 | 6.9938
|  | 8442 | 12 | 426 | 18 | 352 | 18 | 2 | 51 | 1.81 | 1.91 | 260 | 99904 | 4.171 | 0 | -64.281 | 0.2 | 0 | 0 | 0 | 0 | 0 | 0 | 0 | 0 | 0 | 0 | 0 | 0 | 0 | 0 | 0 | 0 | 0 | 0
|  | 8443 | 12 | 427 | 19 | 352 | 18 | 2 | 51 | 1.53 | 2.1 | 260 | 99976 | 4.083 | 0 | -74.7338 | 0.2 | 0 | 0 | 0 | 0 | 0 | 0 | 0 | 0 | 0 | 0 | 0 | 0 | 0 | 0 | 0 | 0 | 0 | 0
|  | 8444 | 12 | 428 | 20 | 352 | 18 | 2 | 51 | 1.19 | 2.05 | 258 | 100031 | 3.98 | 0 | -85.2846 | 0.2 | 0 | 0 | 0 | 0 | 0 | 0 | 0 | 0 | 0 | 0 | 0 | 0 | 0 | 0 | 0 | 0 | 0 | 0
|  | 8445 | 12 | 429 | 21 | 352 | 18 | 2 | 51 | 0.84 | 2 | 256 | 100087 | 3.876 | 0 | -96.6705 | 0.2 | 0 | 0 | 0 | 0 | 0 | 0 | 0 | 0 | 0 | 0 | 0 | 0 | 0 | 0 | 0 | 0 | 0 | 0
|  | 8446 | 12 | 430 | 22 | 352 | 18 | 2 | 51 | 0.5 | 1.96 | 254 | 100143 | 3.778 | 0 | -110.048 | 0.2 | 0 | 0 | 0 | 0 | 0 | 0 | 0 | 0 | 0 | 0 | 0 | 0 | 0 | 0 | 0 | 0 | 0 | 0
|  | 8447 | 12 | 431 | 23 | 352 | 18 | 2 | 51 | 0.36 | 2.05 | 248 | 100149 | 3.729 | 0 | -127.3538 | 0.2 | 0 | 0 | 0 | 0 | 0 | 0 | 0 | 0 | 0 | 0 | 0 | 0 | 0 | 0 | 0 | 0 | 0 | 0
|  | 8448 | 12 | 432 | 24 | 352 | 18 | 2 | 51 | 0.22 | 2.14 | 242 | 100156 | 3.68 | 0 | -151.3162 | 0.2 | 0 | 0 | 0 | 0 | 0 | 0 | 0 | 0 | 0 | 0 | 0 | 0 | 0 | 0 | 0 | 0 | 0 | 0
|  | 8449 | 12 | 433 | 1 | 353 | 19 | 3 | 51 | 0.08 | 2.23 | 236 | 100162 | 3.632 | 0 | 178.0341 | 0.2 | 0 | 0 | 0 | 0 | 0 | 0 | 0 | 0 | 0 | 0 | 0 | 0 | 0 | 0 | 0 | 0 | 0 | 0
|  | 8450 | 12 | 434 | 2 | 353 | 19 | 3 | 51 | 0.07 | 2.36 | 234 | 100156 | 3.628 | 0 | 147.7541 | 0.2 | 0 | 0 | 0 | 0 | 0 | 0 | 0 | 0 | 0 | 0 | 0 | 0 | 0 | 0 | 0 | 0 | 0 | 0
|  | 8451 | 12 | 435 | 3 | 353 | 19 | 3 | 51 | 0.06 | 2.48 | 232 | 100149 | 3.625 | 0 | 124.7804 | 0.2 | 0 | 0 | 0 | 0 | 0 | 0 | 0 | 0 | 0 | 0 | 0 | 0 | 0 | 0 | 0 | 0 | 0 | 0
|  | 8452 | 12 | 436 | 4 | 353 | 19 | 3 | 51 | 0.05 | 2.61 | 231 | 100143 | 3.621 | 0 | 108.1272 | 0.2 | 0 | 0 | 0 | 0 | 0 | 0 | 0 | 0 | 0 | 0 | 0 | 0 | 0 | 0 | 0 | 0 | 0 | 0
|  | 8453 | 12 | 437 | 5 | 353 | 19 | 3 | 51 | -0.07 | 2.41 | 228 | 100156 | 3.577 | 0 | 95.0973 | 0.2 | 0 | 0 | 0 | 0 | 0 | 0 | 0 | 0 | 0 | 0 | 0 | 0 | 0 | 0 | 0 | 0 | 0 | 0
|  | 8454 | 12 | 438 | 6 | 353 | 19 | 3 | 51 | -0.19 | 2.22 | 225 | 100169 | 3.533 | 0 | 83.8745 | 0.2 | 0 | 0 | 0 | 0 | 0 | 0 | 0 | 0 | 0 | 0 | 0 | 0 | 0 | 0 | 0 | 0 | 0 | 0
|  | 8455 | 12 | 439 | 7 | 353 | 19 | 3 | 51 | -0.31 | 2.03 | 223 | 100182 | 3.491 | 0 | 73.374 | 0.2 | 0 | 0 | 0 | 0 | 0 | 0 | 0 | 0 | 0 | 0 | 0 | 0 | 0 | 0 | 0 | 0 | 0 | 0
|  | 8456 | 12 | 440 | 8 | 353 | 19 | 3 | 51 | -0.13 | 1.78 | 222 | 100238 | 3.528 | 0 | 62.8945 | 0.2 | 0 | 0 | 0 | 0 | 0 | 0 | 0 | 0 | 0 | 0 | 0 | 0 | 0 | 0 | 0 | 0 | 0 | 0
|  | 8457 | 12 | 441 | 9 | 353 | 19 | 3 | 51 | 0.06 | 1.53 | 221 | 100294 | 3.568 | 0.781 | 51.9346 | 0.2 | 0 | 0 | 0 | 0 | 0 | 0 | 0 | 0 | 0 | 0 | 0 | 0 | 0 | 0 | 0 | 0 | 0 | 0
|  | 8458 | 12 | 442 | 10 | 353 | 19 | 3 | 51 | 0.24 | 1.28 | 219 | 100349 | 3.606 | 7.9199 | 40.1329 | 0.2 | 9.7883 | 9.7883 | 9.7883 | 9.7883 | 9.7883 | 9.7883 | 9.7883 | 9.7883 | 15.6344 | 15.6344 | 15.6344 | 15.6344 | 15.6344 | 15.6344 | 15.6344 | 15.6344 | 19 | 19
|  | 8459 | 12 | 443 | 11 | 353 | 19 | 3 | 51 | 0.7 | 1.74 | 229 | 100366 | 3.613 | 13.4289 | 27.2985 | 0.2 | 28.5369 | 28.5369 | 29.3405 | 28.5369 | 30.094 | 28.5369 | 28.5369 | 28.5369 | 45.1913 | 45.1913 | 46.0553 | 45.1913 | 46.5881 | 45.1913 | 45.1913 | 45.1913 | 55 | 54.5816
|  | 8460 | 12 | 444 | 12 | 353 | 19 | 3 | 51 | 1.17 | 2.2 | 238 | 100382 | 3.619 | 16.8903 | 13.4991 | 0.2 | 30.2813 | 30.2813 | 30.2813 | 30.2813 | 30.2813 | 30.2813 | 30.2813 | 30.2813 | 48.0097 | 48.0097 | 48.0097 | 48.0097 | 48.0097 | 48.0097 | 48.0097 | 48.0097 | 58 | 58
|  | 8461 | 12 | 445 | 13 | 353 | 19 | 3 | 51 | 1.63 | 2.66 | 247 | 100398 | 3.617 | 17.9822 | -0.87882 | 0.2 | 43.0585 | 43.0585 | 43.0585 | 43.0585 | 50.0959 | 43.0585 | 43.1665 | 43.0585 | 67.8254 | 67.8254 | 69.3644 | 67.8254 | 74.4169 | 67.8254 | 69.517 | 67.8254 | 84 | 81.7156
|  | 8462 | 12 | 446 | 14 | 353 | 19 | 3 | 51 | 1.52 | 2.14 | 249 | 100395 | 3.603 | 16.5914 | -15.2167 | 0.2 | 86.9978 | 86.9978 | 86.9978 | 86.9978 | 428.8893 | 86.9978 | 179.9948 | 86.9978 | 106.6925 | 106.6925 | 115.581 | 106.6925 | 423.0937 | 106.6925 | 247.0988 | 106.6925 | 213.6154 | 108.048
|  | 8463 | 12 | 447 | 15 | 353 | 19 | 3 | 51 | 1.4 | 1.62 | 252 | 100392 | 3.586 | 12.861 | -28.9133 | 0.2 | 38.7299 | 38.7299 | 38.7299 | 38.7299 | 57.6422 | 38.7299 | 49.1757 | 38.7299 | 60.6437 | 60.6437 | 60.6437 | 60.6437 | 77.5047 | 60.6437 | 71.5181 | 60.6437 | 77.9015 | 72.9687
|  | 8464 | 12 | 448 | 16 | 353 | 19 | 3 | 51 | 1.29 | 1.1 | 255 | 100389 | 3.571 | 7.1312 | -41.6197 | 0.2 | 24.6627 | 24.6627 | 24.6627 | 24.6627 | 54.5045 | 24.6627 | 51.1759 | 24.6627 | 37.3113 | 37.3113 | 37.3113 | 37.3113 | 61.9441 | 37.3113 | 59.5904 | 37.3113 | 48.7796 | 43.7854
|  | 8465 | 12 | 449 | 17 | 353 | 19 | 3 | 51 | 0.56 | 1.45 | 244 | 100398 | 3.448 | 0 | -53.3049 | 0.2 | 5.0083 | 5.0083 | 5.0083 | 5.0083 | 8.1901 | 5.0083 | 9.2778 | 5.0083 | 7.8951 | 7.8951 | 7.8951 | 7.8951 | 10.1334 | 7.8951 | 10.9025 | 7.8951 | 9.5359 | 9.5359
|  | 8466 | 12 | 450 | 18 | 353 | 19 | 3 | 51 | -0.17 | 1.79 | 234 | 100408 | 3.327 | 0 | -64.1844 | 0.2 | 0 | 0 | 0 | 0 | 0 | 0 | 0 | 0 | 0 | 0 | 0 | 0 | 0 | 0 | 0 | 0 | 0 | 0
|  | 8467 | 12 | 451 | 19 | 353 | 19 | 3 | 51 | -0.91 | 2.14 | 224 | 100418 | 3.206 | 0 | -74.6366 | 0.2 | 0 | 0 | 0 | 0 | 0 | 0 | 0 | 0 | 0 | 0 | 0 | 0 | 0 | 0 | 0 | 0 | 0 | 0
|  | 8468 | 12 | 452 | 20 | 353 | 19 | 3 | 51 | -1.12 | 2.7 | 217 | 100392 | 3.146 | 0 | -85.1822 | 0.2 | 0 | 0 | 0 | 0 | 0 | 0 | 0 | 0 | 0 | 0 | 0 | 0 | 0 | 0 | 0 | 0 | 0 | 0
|  | 8469 | 12 | 453 | 21 | 353 | 19 | 3 | 51 | -1.33 | 3.27 | 210 | 100366 | 3.086 | 0 | -96.5559 | 0.2 | 0 | 0 | 0 | 0 | 0 | 0 | 0 | 0 | 0 | 0 | 0 | 0 | 0 | 0 | 0 | 0 | 0 | 0
|  | 8470 | 12 | 454 | 22 | 353 | 19 | 3 | 51 | -1.54 | 3.83 | 204 | 100339 | 3.028 | 0 | -109.9099 | 0.2 | 0 | 0 | 0 | 0 | 0 | 0 | 0 | 0 | 0 | 0 | 0 | 0 | 0 | 0 | 0 | 0 | 0 | 0
|  | 8471 | 12 | 455 | 23 | 353 | 19 | 3 | 51 | -1.41 | 4.12 | 201 | 100251 | 2.983 | 0 | -127.1758 | 0.2 | 0 | 0 | 0 | 0 | 0 | 0 | 0 | 0 | 0 | 0 | 0 | 0 | 0 | 0 | 0 | 0 | 0 | 0
|  | 8472 | 12 | 456 | 24 | 353 | 19 | 3 | 51 | -1.27 | 4.4 | 198 | 100162 | 2.938 | 0 | -151.0869 | 0.2 | 0 | 0 | 0 | 0 | 0 | 0 | 0 | 0 | 0 | 0 | 0 | 0 | 0 | 0 | 0 | 0 | 0 | 0
|  | 8473 | 12 | 457 | 1 | 354 | 20 | 4 | 51 | -1.14 | 4.69 | 195 | 100074 | 2.89 | 0 | 178.2758 | 0.2 | 0 | 0 | 0 | 0 | 0 | 0 | 0 | 0 | 0 | 0 | 0 | 0 | 0 | 0 | 0 | 0 | 0 | 0
|  | 8474 | 12 | 458 | 2 | 354 | 20 | 4 | 51 | -0.69 | 5.2 | 195 | 99969 | 2.932 | 0 | 147.9414 | 0.2 | 0 | 0 | 0 | 0 | 0 | 0 | 0 | 0 | 0 | 0 | 0 | 0 | 0 | 0 | 0 | 0 | 0 | 0
|  | 8475 | 12 | 459 | 3 | 354 | 20 | 4 | 51 | -0.23 | 5.71 | 194 | 99864 | 2.975 | 0 | 124.9065 | 0.2 | 0 | 0 | 0 | 0 | 0 | 0 | 0 | 0 | 0 | 0 | 0 | 0 | 0 | 0 | 0 | 0 | 0 | 0
|  | 8476 | 12 | 460 | 4 | 354 | 20 | 4 | 51 | 0.22 | 6.22 | 194 | 99759 | 3.015 | 0 | 108.2175 | 0.2 | 0 | 0 | 0 | 0 | 0 | 0 | 0 | 0 | 0 | 0 | 0 | 0 | 0 | 0 | 0 | 0 | 0 | 0
|  | 8477 | 12 | 461 | 5 | 354 | 20 | 4 | 51 | 0.33 | 6.07 | 197 | 99664 | 3.158 | 0 | 95.1701 | 0.2 | 0 | 0 | 0 | 0 | 0 | 0 | 0 | 0 | 0 | 0 | 0 | 0 | 0 | 0 | 0 | 0 | 0 | 0
|  | 8478 | 12 | 462 | 6 | 354 | 20 | 4 | 51 | 0.44 | 5.93 | 199 | 99569 | 3.304 | 0 | 83.9402 | 0.2 | 0 | 0 | 0 | 0 | 0 | 0 | 0 | 0 | 0 | 0 | 0 | 0 | 0 | 0 | 0 | 0 | 0 | 0
|  | 8479 | 12 | 463 | 7 | 354 | 20 | 4 | 51 | 0.56 | 5.78 | 202 | 99474 | 3.454 | 0 | 73.4386 | 0.2 | 0 | 0 | 0 | 0 | 0 | 0 | 0 | 0 | 0 | 0 | 0 | 0 | 0 | 0 | 0 | 0 | 0 | 0
|  | 8480 | 12 | 464 | 8 | 354 | 20 | 4 | 51 | 1.18 | 5.2 | 207 | 99435 | 3.768 | 0 | 62.9624 | 0.2 | 0 | 0 | 0 | 0 | 0 | 0 | 0 | 0 | 0 | 0 | 0 | 0 | 0 | 0 | 0 | 0 | 0 | 0
|  | 8481 | 12 | 465 | 9 | 354 | 20 | 4 | 51 | 1.79 | 4.61 | 212 | 99396 | 4.1 | 0.70717 | 52.0091 | 0.2 | 0 | 0 | 0 | 0 | 0 | 0 | 0 | 0 | 0 | 0 | 0 | 0 | 0 | 0 | 0 | 0 | 0 | 0
|  | 8482 | 12 | 466 | 10 | 354 | 20 | 4 | 51 | 2.41 | 4.03 | 217 | 99356 | 4.457 | 7.8556 | 40.2165 | 0.2 | 16.5859 | 16.5859 | 34.2025 | 16.5859 | 37.4202 | 16.5859 | 16.5859 | 16.5859 | 23.7707 | 23.7707 | 38.8894 | 23.7707 | 41.1646 | 23.7707 | 23.7707 | 23.7707 | 30.3654 | 26.601
|  | 8483 | 12 | 467 | 11 | 354 | 20 | 4 | 51 | 2.94 | 3.77 | 225 | 99347 | 4.629 | 13.3772 | 27.3924 | 0.2 | 20.7752 | 20.7752 | 20.7752 | 20.7752 | 20.7752 | 20.7752 | 20.7752 | 20.7752 | 33.0334 | 33.0334 | 33.0334 | 33.0334 | 33.0334 | 33.0334 | 33.0334 | 33.0334 | 40 | 40
|  | 8484 | 12 | 468 | 12 | 354 | 20 | 4 | 51 | 3.46 | 3.51 | 232 | 99337 | 4.803 | 16.8546 | 13.6021 | 0.2 | 59.6804 | 59.6804 | 82.6742 | 59.6804 | 154.71 | 59.6804 | 59.6804 | 59.6804 | 83.9838 | 83.9838 | 121.1879 | 83.9838 | 172.1249 | 83.9838 | 88.6697 | 83.9838 | 123.4113 | 93.7905
|  | 8485 | 12 | 469 | 13 | 354 | 20 | 4 | 51 | 3.99 | 3.26 | 240 | 99327 | 4.987 | 17.9648 | -0.77011 | 0.2 | 72.6607 | 72.6607 | 72.6607 | 72.6607 | 233.0073 | 72.6607 | 74.8161 | 72.6607 | 100.625 | 100.625 | 135.8673 | 100.625 | 250.7735 | 100.625 | 138.9154 | 100.625 | 164.0807 | 112.0852
|  | 8486 | 12 | 470 | 14 | 354 | 20 | 4 | 51 | 3.89 | 3.09 | 246 | 99405 | 4.957 | 16.5927 | -15.1073 | 0.2 | 44.171 | 44.171 | 44.171 | 44.171 | 55.2261 | 44.171 | 47.1554 | 44.171 | 69.4239 | 69.4239 | 69.7263 | 69.4239 | 79.6538 | 69.4239 | 73.9469 | 69.4239 | 87 | 83.5879
|  | 8487 | 12 | 471 | 15 | 354 | 20 | 4 | 51 | 3.8 | 2.92 | 252 | 99484 | 4.932 | 12.8796 | -28.8074 | 0.2 | 32.2404 | 32.2404 | 32.2404 | 32.2404 | 38.5284 | 32.2404 | 35.6983 | 32.2404 | 50.8675 | 50.8675 | 50.8675 | 50.8675 | 56.4739 | 50.8675 | 54.4728 | 50.8675 | 63 | 61.3592
|  | 8488 | 12 | 472 | 16 | 354 | 20 | 4 | 51 | 3.7 | 2.76 | 258 | 99563 | 4.903 | 7.1643 | -41.5195 | 0.2 | 28.4142 | 28.4142 | 28.4142 | 28.4142 | 86.3518 | 28.4142 | 79.7081 | 28.4142 | 40.7073 | 40.7073 | 40.7073 | 40.7073 | 88.5531 | 40.7073 | 83.8553 | 40.7073 | 55.5602 | 45.8336
|  | 8489 | 12 | 473 | 17 | 354 | 20 | 4 | 51 | 3.76 | 2.74 | 266 | 99648 | 4.876 | 0 | -53.21 | 0.2 | 7.4303 | 7.4303 | 7.4303 | 7.4303 | 32.0687 | 7.4303 | 40.3771 | 7.4303 | 9.5636 | 9.5636 | 9.5636 | 9.5636 | 26.9185 | 9.5636 | 32.7934 | 9.5636 | 9.5305 | 9.5305
|  | 8490 | 12 | 474 | 18 | 354 | 20 | 4 | 51 | 3.82 | 2.71 | 274 | 99733 | 4.849 | 0 | -64.0928 | 0.2 | 0 | 0 | 0 | 0 | 0 | 0 | 0 | 0 | 0 | 0 | 0 | 0 | 0 | 0 | 0 | 0 | 0 | 0
|  | 8491 | 12 | 475 | 19 | 354 | 20 | 4 | 51 | 3.87 | 2.69 | 282 | 99818 | 4.818 | 0 | -74.5452 | 0.2 | 0 | 0 | 0 | 0 | 0 | 0 | 0 | 0 | 0 | 0 | 0 | 0 | 0 | 0 | 0 | 0 | 0 | 0
|  | 8492 | 12 | 476 | 20 | 354 | 20 | 4 | 51 | 3.72 | 2.67 | 284 | 99897 | 4.767 | 0 | -85.0862 | 0.2 | 0 | 0 | 0 | 0 | 0 | 0 | 0 | 0 | 0 | 0 | 0 | 0 | 0 | 0 | 0 | 0 | 0 | 0
|  | 8493 | 12 | 477 | 21 | 354 | 20 | 4 | 51 | 3.57 | 2.65 | 285 | 99976 | 4.716 | 0 | -96.4483 | 0.2 | 0 | 0 | 0 | 0 | 0 | 0 | 0 | 0 | 0 | 0 | 0 | 0 | 0 | 0 | 0 | 0 | 0 | 0
|  | 8494 | 12 | 478 | 22 | 354 | 20 | 4 | 51 | 3.42 | 2.63 | 286 | 100054 | 4.666 | 0 | -109.7798 | 0.2 | 0 | 0 | 0 | 0 | 0 | 0 | 0 | 0 | 0 | 0 | 0 | 0 | 0 | 0 | 0 | 0 | 0 | 0
|  | 8495 | 12 | 479 | 23 | 354 | 20 | 4 | 51 | 3.33 | 2.64 | 282 | 100097 | 4.632 | 0 | -127.0061 | 0.2 | 0 | 0 | 0 | 0 | 0 | 0 | 0 | 0 | 0 | 0 | 0 | 0 | 0 | 0 | 0 | 0 | 0 | 0
|  | 8496 | 12 | 480 | 24 | 354 | 20 | 4 | 51 | 3.25 | 2.65 | 279 | 100140 | 4.603 | 0 | -150.8637 | 0.2 | 0 | 0 | 0 | 0 | 0 | 0 | 0 | 0 | 0 | 0 | 0 | 0 | 0 | 0 | 0 | 0 | 0 | 0
|  | 8497 | 12 | 481 | 1 | 355 | 21 | 5 | 51 | 3.16 | 2.66 | 276 | 100182 | 4.57 | 0 | 178.5182 | 0.2 | 0 | 0 | 0 | 0 | 0 | 0 | 0 | 0 | 0 | 0 | 0 | 0 | 0 | 0 | 0 | 0 | 0 | 0
|  | 8498 | 12 | 482 | 2 | 355 | 21 | 5 | 51 | 3 | 2.67 | 271 | 100238 | 4.515 | 0 | 148.1355 | 0.2 | 0 | 0 | 0 | 0 | 0 | 0 | 0 | 0 | 0 | 0 | 0 | 0 | 0 | 0 | 0 | 0 | 0 | 0
|  | 8499 | 12 | 483 | 3 | 355 | 21 | 5 | 51 | 2.85 | 2.67 | 266 | 100294 | 4.464 | 0 | 125.0408 | 0.2 | 0 | 0 | 0 | 0 | 0 | 0 | 0 | 0 | 0 | 0 | 0 | 0 | 0 | 0 | 0 | 0 | 0 | 0
|  | 8500 | 12 | 484 | 4 | 355 | 21 | 5 | 51 | 2.69 | 2.68 | 262 | 100349 | 4.41 | 0 | 108.3155 | 0.2 | 0 | 0 | 0 | 0 | 0 | 0 | 0 | 0 | 0 | 0 | 0 | 0 | 0 | 0 | 0 | 0 | 0 | 0
|  | 8501 | 12 | 485 | 5 | 355 | 21 | 5 | 51 | 2.48 | 2.54 | 257 | 100339 | 4.358 | 0 | 95.2498 | 0.2 | 0 | 0 | 0 | 0 | 0 | 0 | 0 | 0 | 0 | 0 | 0 | 0 | 0 | 0 | 0 | 0 | 0 | 0
|  | 8502 | 12 | 486 | 6 | 355 | 21 | 5 | 51 | 2.28 | 2.4 | 253 | 100330 | 4.309 | 0 | 84.012 | 0.2 | 0 | 0 | 0 | 0 | 0 | 0 | 0 | 0 | 0 | 0 | 0 | 0 | 0 | 0 | 0 | 0 | 0 | 0
|  | 8503 | 12 | 487 | 7 | 355 | 21 | 5 | 51 | 2.08 | 2.26 | 249 | 100320 | 4.261 | 0 | 73.5087 | 0.2 | 0 | 0 | 0 | 0 | 0 | 0 | 0 | 0 | 0 | 0 | 0 | 0 | 0 | 0 | 0 | 0 | 0 | 0
|  | 8504 | 12 | 488 | 8 | 355 | 21 | 5 | 51 | 2.25 | 2.7 | 245 | 100326 | 4.344 | 0 | 63.0352 | 0.2 | 0 | 0 | 0 | 0 | 0 | 0 | 0 | 0 | 0 | 0 | 0 | 0 | 0 | 0 | 0 | 0 | 0 | 0
|  | 8505 | 12 | 489 | 9 | 355 | 21 | 5 | 51 | 2.42 | 3.14 | 241 | 100333 | 4.428 | 0.63963 | 52.0879 | 0.2 | 0 | 0 | 0 | 0 | 0 | 0 | 0 | 0 | 0 | 0 | 0 | 0 | 0 | 0 | 0 | 0 | 0 | 0
|  | 8506 | 12 | 490 | 10 | 355 | 21 | 5 | 51 | 2.59 | 3.57 | 236 | 100339 | 4.513 | 7.7979 | 40.3036 | 0.2 | 17.62 | 17.62 | 36.9469 | 17.62 | 40.4067 | 17.62 | 17.62 | 17.62 | 25.2576 | 25.2576 | 41.8172 | 25.2576 | 44.2636 | 25.2576 | 25.2576 | 25.2576 | 32.3704 | 28.2785
|  | 8507 | 12 | 491 | 11 | 355 | 21 | 5 | 51 | 2.79 | 3.49 | 236 | 100320 | 4.537 | 13.3328 | 27.4887 | 0.2 | 29.0042 | 29.0042 | 30.0928 | 29.0042 | 31.0965 | 29.0042 | 29.0042 | 29.0042 | 45.91 | 45.91 | 47.075 | 45.91 | 47.7847 | 45.91 | 45.91 | 45.91 | 56 | 55.441
|  | 8508 | 12 | 492 | 12 | 355 | 21 | 5 | 51 | 2.98 | 3.41 | 235 | 100300 | 4.556 | 16.8264 | 13.7065 | 0.2 | 39.086 | 39.086 | 40.3933 | 39.086 | 44.4461 | 39.086 | 39.086 | 39.086 | 61.6557 | 61.6557 | 63.7599 | 61.6557 | 66.6257 | 61.6557 | 61.9111 | 61.6557 | 76 | 74.3315
|  | 8509 | 12 | 493 | 13 | 355 | 21 | 5 | 51 | 3.18 | 3.32 | 234 | 100280 | 4.579 | 17.9549 | -0.66152 | 0.2 | 44.4591 | 44.4591 | 44.4591 | 44.4591 | 52.8764 | 44.4591 | 44.5563 | 44.4591 | 69.9698 | 69.9698 | 71.8299 | 69.9698 | 77.8506 | 69.9698 | 71.9674 | 69.9698 | 87 | 84.2722
|  | 8510 | 12 | 494 | 14 | 355 | 21 | 5 | 51 | 3.3 | 3.17 | 234 | 100277 | 4.618 | 16.6014 | -14.9994 | 0.2 | 39.0475 | 39.0475 | 39.0475 | 39.0475 | 44.747 | 39.0475 | 40.5746 | 39.0475 | 61.5831 | 61.5831 | 61.7472 | 61.5831 | 66.8572 | 61.5831 | 63.9069 | 61.5831 | 76 | 74.2408
|  | 8511 | 12 | 495 | 15 | 355 | 21 | 5 | 51 | 3.41 | 3.01 | 233 | 100274 | 4.654 | 12.9053 | -28.7043 | 0.2 | 36.8514 | 36.8514 | 36.8514 | 36.8514 | 49.2708 | 36.8514 | 43.652 | 36.8514 | 57.9119 | 57.9119 | 57.9119 | 57.9119 | 68.9879 | 57.9119 | 65.0148 | 57.9119 | 73 | 69.7556
|  | 8512 | 12 | 496 | 16 | 355 | 21 | 5 | 51 | 3.53 | 2.86 | 232 | 100271 | 4.693 | 7.2042 | -41.4229 | 0.2 | 38.7557 | 38.7557 | 38.7557 | 38.7557 | 365.1854 | 38.7557 | 326.774 | 38.7557 | 47.2094 | 47.2094 | 47.2094 | 47.2094 | 316.94 | 47.2094 | 289.779 | 47.2094 | 103.185 | 48.1582
|  | 8513 | 12 | 497 | 17 | 355 | 21 | 5 | 51 | 3.49 | 2.77 | 230 | 100297 | 4.704 | 0 | -53.1195 | 0.2 | 7.5812 | 7.5812 | 7.5812 | 7.5812 | 65.5834 | 7.5812 | 84.8877 | 7.5812 | 9.7595 | 9.7595 | 9.7595 | 9.7595 | 50.6762 | 9.7595 | 64.3264 | 9.7595 | 9.7918 | 9.7918
|  | 8514 | 12 | 498 | 18 | 355 | 21 | 5 | 51 | 3.44 | 2.68 | 228 | 100323 | 4.712 | 0 | -64.0063 | 0.2 | 0 | 0 | 0 | 0 | 0 | 0 | 0 | 0 | 0 | 0 | 0 | 0 | 0 | 0 | 0 | 0 | 0 | 0
|  | 8515 | 12 | 499 | 19 | 355 | 21 | 5 | 51 | 3.39 | 2.59 | 226 | 100349 | 4.72 | 0 | -74.4593 | 0.2 | 0 | 0 | 0 | 0 | 0 | 0 | 0 | 0 | 0 | 0 | 0 | 0 | 0 | 0 | 0 | 0 | 0 | 0
|  | 8516 | 12 | 500 | 20 | 355 | 21 | 5 | 51 | 3.4 | 2.37 | 230 | 100389 | 4.733 | 0 | -84.9964 | 0.2 | 0 | 0 | 0 | 0 | 0 | 0 | 0 | 0 | 0 | 0 | 0 | 0 | 0 | 0 | 0 | 0 | 0 | 0
|  | 8517 | 12 | 501 | 21 | 355 | 21 | 5 | 51 | 3.42 | 2.14 | 234 | 100428 | 4.749 | 0 | -96.3479 | 0.2 | 0 | 0 | 0 | 0 | 0 | 0 | 0 | 0 | 0 | 0 | 0 | 0 | 0 | 0 | 0 | 0 | 0 | 0
|  | 8518 | 12 | 502 | 22 | 355 | 21 | 5 | 51 | 3.43 | 1.92 | 239 | 100467 | 4.763 | 0 | -109.6577 | 0.2 | 0 | 0 | 0 | 0 | 0 | 0 | 0 | 0 | 0 | 0 | 0 | 0 | 0 | 0 | 0 | 0 | 0 | 0
|  | 8519 | 12 | 503 | 23 | 355 | 21 | 5 | 51 | 3.66 | 1.98 | 241 | 100493 | 4.848 | 0 | -126.8447 | 0.2 | 0 | 0 | 0 | 0 | 0 | 0 | 0 | 0 | 0 | 0 | 0 | 0 | 0 | 0 | 0 | 0 | 0 | 0
|  | 8520 | 12 | 504 | 24 | 355 | 21 | 5 | 51 | 3.9 | 2.04 | 242 | 100520 | 4.939 | 0 | -150.6466 | 0.2 | 0 | 0 | 0 | 0 | 0 | 0 | 0 | 0 | 0 | 0 | 0 | 0 | 0 | 0 | 0 | 0 | 0 | 0
|  | 8521 | 12 | 505 | 1 | 356 | 22 | 6 | 51 | 4.13 | 2.1 | 244 | 100546 | 5.027 | 0 | 178.761 | 0.2 | 0 | 0 | 0 | 0 | 0 | 0 | 0 | 0 | 0 | 0 | 0 | 0 | 0 | 0 | 0 | 0 | 0 | 0
|  | 8522 | 12 | 506 | 2 | 356 | 22 | 6 | 51 | 3.83 | 2.22 | 242 | 100608 | 4.917 | 0 | 148.3364 | 0.2 | 0 | 0 | 0 | 0 | 0 | 0 | 0 | 0 | 0 | 0 | 0 | 0 | 0 | 0 | 0 | 0 | 0 | 0
|  | 8523 | 12 | 507 | 3 | 356 | 22 | 6 | 51 | 3.53 | 2.34 | 239 | 100670 | 4.809 | 0 | 125.1836 | 0.2 | 0 | 0 | 0 | 0 | 0 | 0 | 0 | 0 | 0 | 0 | 0 | 0 | 0 | 0 | 0 | 0 | 0 | 0
|  | 8524 | 12 | 508 | 4 | 356 | 22 | 6 | 51 | 3.23 | 2.47 | 237 | 100733 | 4.704 | 0 | 108.4214 | 0.2 | 0 | 0 | 0 | 0 | 0 | 0 | 0 | 0 | 0 | 0 | 0 | 0 | 0 | 0 | 0 | 0 | 0 | 0
|  | 8525 | 12 | 509 | 5 | 356 | 22 | 6 | 51 | 3.4 | 2.66 | 233 | 100739 | 4.761 | 0 | 95.3366 | 0.2 | 0 | 0 | 0 | 0 | 0 | 0 | 0 | 0 | 0 | 0 | 0 | 0 | 0 | 0 | 0 | 0 | 0 | 0
|  | 8526 | 12 | 510 | 6 | 356 | 22 | 6 | 51 | 3.58 | 2.85 | 230 | 100746 | 4.822 | 0 | 84.09 | 0.2 | 0 | 0 | 0 | 0 | 0 | 0 | 0 | 0 | 0 | 0 | 0 | 0 | 0 | 0 | 0 | 0 | 0 | 0
|  | 8527 | 12 | 511 | 7 | 356 | 22 | 6 | 51 | 3.76 | 3.03 | 227 | 100752 | 4.884 | 0 | 73.5845 | 0.2 | 0 | 0 | 0 | 0 | 0 | 0 | 0 | 0 | 0 | 0 | 0 | 0 | 0 | 0 | 0 | 0 | 0 | 0
|  | 8528 | 12 | 512 | 8 | 356 | 22 | 6 | 51 | 4.17 | 3.23 | 225 | 100759 | 5.031 | 0 | 63.113 | 0.2 | 0 | 0 | 0 | 0 | 0 | 0 | 0 | 0 | 0 | 0 | 0 | 0 | 0 | 0 | 0 | 0 | 0 | 0
|  | 8529 | 12 | 513 | 9 | 356 | 22 | 6 | 51 | 4.59 | 3.43 | 224 | 100765 | 5.186 | 0.57838 | 52.171 | 0.2 | 0 | 0 | 0 | 0 | 0 | 0 | 0 | 0 | 0 | 0 | 0 | 0 | 0 | 0 | 0 | 0 | 0 | 0
|  | 8530 | 12 | 514 | 10 | 356 | 22 | 6 | 51 | 5 | 3.63 | 223 | 100772 | 5.341 | 7.7471 | 40.3942 | 0.2 | 7.1882 | 7.1882 | 7.1882 | 7.1882 | 7.1882 | 7.1882 | 7.1882 | 7.1882 | 11.5029 | 11.5029 | 11.5029 | 11.5029 | 11.5029 | 11.5029 | 11.5029 | 11.5029 | 14 | 14
|  | 8531 | 12 | 515 | 11 | 356 | 22 | 6 | 51 | 5.49 | 3.43 | 225 | 100746 | 5.536 | 13.2955 | 27.5877 | 0.2 | 28.0368 | 28.0368 | 28.7348 | 28.0368 | 29.3726 | 28.0368 | 28.0368 | 28.0368 | 44.4102 | 44.4102 | 45.1556 | 44.4102 | 45.6066 | 44.4102 | 44.4102 | 44.4102 | 54 | 53.6439
|  | 8532 | 12 | 516 | 12 | 356 | 22 | 6 | 51 | 5.98 | 3.22 | 228 | 100719 | 5.738 | 16.8057 | 13.8121 | 0.2 | 28.6867 | 28.6867 | 28.6867 | 28.6867 | 28.6867 | 28.6867 | 28.6867 | 28.6867 | 45.5064 | 45.5064 | 45.5064 | 45.5064 | 45.5064 | 45.5064 | 45.5064 | 45.5064 | 55 | 55
|  | 8533 | 12 | 517 | 13 | 356 | 22 | 6 | 51 | 6.47 | 3.02 | 230 | 100693 | 5.947 | 17.9527 | -0.55302 | 0.2 | 39.2634 | 39.2634 | 39.2634 | 39.2634 | 43.1387 | 39.2634 | 39.3008 | 39.2634 | 61.9876 | 61.9876 | 62.849 | 61.9876 | 65.6157 | 61.9876 | 62.9019 | 61.9876 | 76 | 74.7443
|  | 8534 | 12 | 518 | 14 | 356 | 22 | 6 | 51 | 6.64 | 2.64 | 236 | 100697 | 6.015 | 16.6176 | -14.893 | 0.2 | 31.8453 | 31.8453 | 31.8453 | 31.8453 | 32.0921 | 31.8453 | 31.911 | 31.8453 | 50.4532 | 50.4532 | 50.4607 | 50.4532 | 50.6816 | 50.4532 | 50.5535 | 50.4532 | 61 | 60.9238
|  | 8535 | 12 | 519 | 15 | 356 | 22 | 6 | 51 | 6.8 | 2.26 | 241 | 100700 | 6.078 | 12.9382 | -28.6038 | 0.2 | 19.7238 | 19.7238 | 19.7238 | 19.7238 | 19.7238 | 19.7238 | 19.7238 | 19.7238 | 31.3728 | 31.3728 | 31.3728 | 31.3728 | 31.3728 | 31.3728 | 31.3728 | 31.3728 | 38 | 38
|  | 8536 | 12 | 520 | 16 | 356 | 22 | 6 | 51 | 6.97 | 1.88 | 246 | 100703 | 6.148 | 7.2507 | -41.33 | 0.2 | 14 | 14 | 14 | 14 | 14 | 14 | 14 | 14 | 22.2811 | 22.2811 | 22.2811 | 22.2811 | 22.2811 | 22.2811 | 22.2811 | 22.2811 | 27 | 27
|  | 8537 | 12 | 521 | 17 | 356 | 22 | 6 | 51 | 7 | 1.65 | 251 | 100752 | 6.153 | 0 | -53.0334 | 0.2 | 8.6455 | 8.6455 | 8.6455 | 8.6455 | 36.6188 | 8.6455 | 45.8124 | 8.6455 | 11.6129 | 11.6129 | 11.6129 | 11.6129 | 31.3789 | 11.6129 | 37.8798 | 11.6129 | 11.9932 | 11.9932
|  | 8538 | 12 | 522 | 18 | 356 | 22 | 6 | 51 | 7.03 | 1.43 | 255 | 100801 | 6.158 | 0 | -63.9248 | 0.2 | 0 | 0 | 0 | 0 | 0 | 0 | 0 | 0 | 0 | 0 | 0 | 0 | 0 | 0 | 0 | 0 | 0 | 0
|  | 8539 | 12 | 523 | 19 | 356 | 22 | 6 | 51 | 7.06 | 1.2 | 260 | 100851 | 6.163 | 0 | -74.3791 | 0.2 | 0 | 0 | 0 | 0 | 0 | 0 | 0 | 0 | 0 | 0 | 0 | 0 | 0 | 0 | 0 | 0 | 0 | 0
|  | 8540 | 12 | 524 | 20 | 356 | 22 | 6 | 51 | 6.92 | 1.41 | 259 | 100890 | 6.11 | 0 | -84.913 | 0.2 | 0 | 0 | 0 | 0 | 0 | 0 | 0 | 0 | 0 | 0 | 0 | 0 | 0 | 0 | 0 | 0 | 0 | 0
|  | 8541 | 12 | 525 | 21 | 356 | 22 | 6 | 51 | 6.77 | 1.61 | 258 | 100929 | 6.054 | 0 | -96.2545 | 0.2 | 0 | 0 | 0 | 0 | 0 | 0 | 0 | 0 | 0 | 0 | 0 | 0 | 0 | 0 | 0 | 0 | 0 | 0
|  | 8542 | 12 | 526 | 22 | 356 | 22 | 6 | 51 | 6.63 | 1.82 | 258 | 100969 | 6.003 | 0 | -109.5434 | 0.2 | 0 | 0 | 0 | 0 | 0 | 0 | 0 | 0 | 0 | 0 | 0 | 0 | 0 | 0 | 0 | 0 | 0 | 0
|  | 8543 | 12 | 527 | 23 | 356 | 22 | 6 | 51 | 6.63 | 1.64 | 256 | 100982 | 6.004 | 0 | -126.6916 | 0.2 | 0 | 0 | 0 | 0 | 0 | 0 | 0 | 0 | 0 | 0 | 0 | 0 | 0 | 0 | 0 | 0 | 0 | 0
|  | 8544 | 12 | 528 | 24 | 356 | 22 | 6 | 51 | 6.62 | 1.46 | 254 | 100995 | 6.001 | 0 | -150.4358 | 0.2 | 0 | 0 | 0 | 0 | 0 | 0 | 0 | 0 | 0 | 0 | 0 | 0 | 0 | 0 | 0 | 0 | 0 | 0
|  | 8545 | 12 | 529 | 1 | 357 | 23 | 7 | 51 | 6.62 | 1.28 | 253 | 101008 | 6.003 | 0 | 179.0042 | 0.2 | 0 | 0 | 0 | 0 | 0 | 0 | 0 | 0 | 0 | 0 | 0 | 0 | 0 | 0 | 0 | 0 | 0 | 0
|  | 8546 | 12 | 530 | 2 | 357 | 23 | 7 | 51 | 6.78 | 1.31 | 250 | 101008 | 6.04 | 0 | 148.544 | 0.2 | 0 | 0 | 0 | 0 | 0 | 0 | 0 | 0 | 0 | 0 | 0 | 0 | 0 | 0 | 0 | 0 | 0 | 0
|  | 8547 | 12 | 531 | 3 | 357 | 23 | 7 | 51 | 6.95 | 1.33 | 247 | 101008 | 6.082 | 0 | 125.3346 | 0.2 | 0 | 0 | 0 | 0 | 0 | 0 | 0 | 0 | 0 | 0 | 0 | 0 | 0 | 0 | 0 | 0 | 0 | 0
|  | 8548 | 12 | 532 | 4 | 357 | 23 | 7 | 51 | 7.11 | 1.35 | 244 | 101008 | 6.119 | 0 | 108.5351 | 0.2 | 0 | 0 | 0 | 0 | 0 | 0 | 0 | 0 | 0 | 0 | 0 | 0 | 0 | 0 | 0 | 0 | 0 | 0
|  | 8549 | 12 | 533 | 5 | 357 | 23 | 7 | 51 | 6.81 | 1.43 | 243 | 100991 | 5.989 | 0 | 95.4303 | 0.2 | 0 | 0 | 0 | 0 | 0 | 0 | 0 | 0 | 0 | 0 | 0 | 0 | 0 | 0 | 0 | 0 | 0 | 0
|  | 8550 | 12 | 534 | 6 | 357 | 23 | 7 | 51 | 6.51 | 1.52 | 241 | 100975 | 5.861 | 0 | 84.1743 | 0.2 | 0 | 0 | 0 | 0 | 0 | 0 | 0 | 0 | 0 | 0 | 0 | 0 | 0 | 0 | 0 | 0 | 0 | 0
|  | 8551 | 12 | 535 | 7 | 357 | 23 | 7 | 51 | 6.22 | 1.6 | 240 | 100959 | 5.739 | 0 | 73.6658 | 0.2 | 0 | 0 | 0 | 0 | 0 | 0 | 0 | 0 | 0 | 0 | 0 | 0 | 0 | 0 | 0 | 0 | 0 | 0
|  | 8552 | 12 | 536 | 8 | 357 | 23 | 7 | 51 | 6.29 | 2.08 | 240 | 100955 | 5.753 | 0 | 63.1958 | 0.2 | 0 | 0 | 0 | 0 | 0 | 0 | 0 | 0 | 0 | 0 | 0 | 0 | 0 | 0 | 0 | 0 | 0 | 0
|  | 8553 | 12 | 537 | 9 | 357 | 23 | 7 | 51 | 6.36 | 2.56 | 240 | 100952 | 5.765 | 0.52341 | 52.2585 | 0.2 | 0 | 0 | 0 | 0 | 0 | 0 | 0 | 0 | 0 | 0 | 0 | 0 | 0 | 0 | 0 | 0 | 0 | 0
|  | 8554 | 12 | 538 | 10 | 357 | 23 | 7 | 51 | 6.43 | 3.03 | 240 | 100949 | 5.778 | 7.7029 | 40.4885 | 0.2 | 17.6709 | 17.6709 | 55.7403 | 17.6709 | 62.2625 | 17.6709 | 17.6709 | 17.6709 | 23.5523 | 23.5523 | 56.0791 | 23.5523 | 60.6911 | 23.5523 | 23.5523 | 23.5523 | 32.7585 | 24.8281
|  | 8555 | 12 | 539 | 11 | 357 | 23 | 7 | 51 | 6.72 | 2.81 | 239 | 100896 | 5.784 | 13.2654 | 27.6892 | 0.2 | 30.4267 | 30.4267 | 32.2674 | 30.4267 | 33.9344 | 30.4267 | 30.4267 | 30.4267 | 48.1041 | 48.1041 | 50.0661 | 48.1041 | 51.2448 | 48.1041 | 48.1041 | 48.1041 | 59 | 58.0661
|  | 8556 | 12 | 540 | 12 | 357 | 23 | 7 | 51 | 7.02 | 2.58 | 237 | 100844 | 5.791 | 16.7925 | 13.9192 | 0.2 | 41.432 | 41.432 | 43.3242 | 41.432 | 49.067 | 41.432 | 41.432 | 41.432 | 65.2548 | 65.2548 | 68.2713 | 65.2548 | 72.3321 | 65.2548 | 65.5953 | 65.2548 | 81 | 78.6262
|  | 8557 | 12 | 541 | 13 | 357 | 23 | 7 | 51 | 7.31 | 2.36 | 236 | 100792 | 5.791 | 17.958 | -0.44456 | 0.2 | 56.0124 | 56.0124 | 56.0124 | 56.0124 | 84.6816 | 56.0124 | 56.2348 | 56.0124 | 87.2433 | 87.2433 | 93.6566 | 87.2433 | 114.0861 | 87.2433 | 93.9712 | 87.2433 | 114.0102 | 104.718
|  | 8558 | 12 | 542 | 14 | 357 | 23 | 7 | 51 | 7.36 | 2.35 | 234 | 100703 | 5.822 | 16.6413 | -14.7881 | 0.2 | 53.3599 | 53.3599 | 53.3599 | 53.3599 | 83.079 | 53.3599 | 61.2054 | 53.3599 | 83.0866 | 83.0866 | 84.0354 | 83.0866 | 110.5976 | 83.0866 | 95.1306 | 83.0866 | 108.9216 | 99.7343
|  | 8559 | 12 | 543 | 15 | 357 | 23 | 7 | 51 | 7.4 | 2.35 | 233 | 100615 | 5.851 | 12.9781 | -28.5061 | 0.2 | 38.2278 | 38.2278 | 38.2278 | 38.2278 | 52.5148 | 38.2278 | 45.987 | 38.2278 | 60.0096 | 60.0096 | 60.0096 | 60.0096 | 72.7616 | 60.0096 | 68.1457 | 60.0096 | 76 | 72.2531
|  | 8560 | 12 | 544 | 16 | 357 | 23 | 7 | 51 | 7.45 | 2.34 | 232 | 100526 | 5.883 | 7.3039 | -41.2407 | 0.2 | 18.5386 | 18.5386 | 18.5386 | 18.5386 | 21.4598 | 18.5386 | 21.0996 | 18.5386 | 29.3687 | 29.3687 | 29.3687 | 29.3687 | 31.7863 | 29.3687 | 31.5316 | 29.3687 | 36 | 35.5021
|  | 8561 | 12 | 545 | 17 | 357 | 23 | 7 | 51 | 6.71 | 2.44 | 232 | 100477 | 5.627 | 0.038857 | -52.9517 | 0.2 | 5.0154 | 5.0154 | 5.0154 | 5.0154 | 8.0944 | 5.0154 | 9.0942 | 5.0154 | 7.9095 | 7.9095 | 7.9095 | 7.9095 | 10.0891 | 7.9095 | 10.7961 | 7.9095 | 9.5581 | 9.5546
|  | 8562 | 12 | 546 | 18 | 357 | 23 | 7 | 51 | 5.97 | 2.53 | 232 | 100428 | 5.381 | 0 | -63.8484 | 0.2 | 0 | 0 | 0 | 0 | 0 | 0 | 0 | 0 | 0 | 0 | 0 | 0 | 0 | 0 | 0 | 0 | 0 | 0
|  | 8563 | 12 | 547 | 19 | 357 | 23 | 7 | 51 | 5.22 | 2.62 | 232 | 100379 | 5.14 | 0 | -74.3046 | 0.2 | 0 | 0 | 0 | 0 | 0 | 0 | 0 | 0 | 0 | 0 | 0 | 0 | 0 | 0 | 0 | 0 | 0 | 0
|  | 8564 | 12 | 548 | 20 | 357 | 23 | 7 | 51 | 5.15 | 2.69 | 234 | 100339 | 5.097 | 0 | -84.8359 | 0.2 | 0 | 0 | 0 | 0 | 0 | 0 | 0 | 0 | 0 | 0 | 0 | 0 | 0 | 0 | 0 | 0 | 0 | 0
|  | 8565 | 12 | 549 | 21 | 357 | 23 | 7 | 51 | 5.09 | 2.77 | 235 | 100300 | 5.059 | 0 | -96.1682 | 0.2 | 0 | 0 | 0 | 0 | 0 | 0 | 0 | 0 | 0 | 0 | 0 | 0 | 0 | 0 | 0 | 0 | 0 | 0
|  | 8566 | 12 | 550 | 22 | 357 | 23 | 7 | 51 | 5.02 | 2.84 | 236 | 100261 | 5.016 | 0 | -109.4371 | 0.2 | 0 | 0 | 0 | 0 | 0 | 0 | 0 | 0 | 0 | 0 | 0 | 0 | 0 | 0 | 0 | 0 | 0 | 0
|  | 8567 | 12 | 551 | 23 | 357 | 23 | 7 | 51 | 5.34 | 3.99 | 234 | 100179 | 5.165 | 0 | -126.5468 | 0.2 | 0 | 0 | 0 | 0 | 0 | 0 | 0 | 0 | 0 | 0 | 0 | 0 | 0 | 0 | 0 | 0 | 0 | 0
|  | 8568 | 12 | 552 | 24 | 357 | 23 | 7 | 51 | 5.66 | 5.13 | 232 | 100097 | 5.317 | 0 | -150.2314 | 0.2 | 0 | 0 | 0 | 0 | 0 | 0 | 0 | 0 | 0 | 0 | 0 | 0 | 0 | 0 | 0 | 0 | 0 | 0
|  | 8569 | 12 | 553 | 1 | 358 | 24 | 1 | 52 | 5.98 | 6.28 | 230 | 100015 | 5.474 | 0 | 179.2475 | 0.2 | 0 | 0 | 0 | 0 | 0 | 0 | 0 | 0 | 0 | 0 | 0 | 0 | 0 | 0 | 0 | 0 | 0 | 0
|  | 8570 | 12 | 554 | 2 | 358 | 24 | 1 | 52 | 6.35 | 6.23 | 236 | 100008 | 5.649 | 0 | 148.7582 | 0.2 | 0 | 0 | 0 | 0 | 0 | 0 | 0 | 0 | 0 | 0 | 0 | 0 | 0 | 0 | 0 | 0 | 0 | 0
|  | 8571 | 12 | 555 | 3 | 358 | 24 | 1 | 52 | 6.71 | 6.18 | 242 | 100002 | 5.824 | 0 | 125.494 | 0.2 | 0 | 0 | 0 | 0 | 0 | 0 | 0 | 0 | 0 | 0 | 0 | 0 | 0 | 0 | 0 | 0 | 0 | 0
|  | 8572 | 12 | 556 | 4 | 358 | 24 | 1 | 52 | 7.08 | 6.14 | 248 | 99995 | 6.008 | 0 | 108.6568 | 0.2 | 0 | 0 | 0 | 0 | 0 | 0 | 0 | 0 | 0 | 0 | 0 | 0 | 0 | 0 | 0 | 0 | 0 | 0
|  | 8573 | 12 | 557 | 5 | 358 | 24 | 1 | 52 | 6.04 | 6.36 | 260 | 100162 | 5.557 | 0 | 95.5311 | 0.2 | 0 | 0 | 0 | 0 | 0 | 0 | 0 | 0 | 0 | 0 | 0 | 0 | 0 | 0 | 0 | 0 | 0 | 0
|  | 8574 | 12 | 558 | 6 | 358 | 24 | 1 | 52 | 5.01 | 6.58 | 272 | 100330 | 5.141 | 0 | 84.2649 | 0.2 | 0 | 0 | 0 | 0 | 0 | 0 | 0 | 0 | 0 | 0 | 0 | 0 | 0 | 0 | 0 | 0 | 0 | 0
|  | 8575 | 12 | 559 | 7 | 358 | 24 | 1 | 52 | 3.98 | 6.8 | 284 | 100497 | 4.753 | 0 | 73.7527 | 0.2 | 0 | 0 | 0 | 0 | 0 | 0 | 0 | 0 | 0 | 0 | 0 | 0 | 0 | 0 | 0 | 0 | 0 | 0
|  | 8576 | 12 | 560 | 8 | 358 | 24 | 1 | 52 | 3.88 | 6.18 | 282 | 100638 | 4.711 | 0 | 63.2836 | 0.2 | 0 | 0 | 0 | 0 | 0 | 0 | 0 | 0 | 0 | 0 | 0 | 0 | 0 | 0 | 0 | 0 | 0 | 0
|  | 8577 | 12 | 561 | 9 | 358 | 24 | 1 | 52 | 3.79 | 5.57 | 280 | 100778 | 4.673 | 0.47472 | 52.3503 | 0.2 | 0 | 0 | 0 | 0 | 0 | 0 | 0 | 0 | 0 | 0 | 0 | 0 | 0 | 0 | 0 | 0 | 0 | 0
|  | 8578 | 12 | 562 | 10 | 358 | 24 | 1 | 52 | 3.69 | 4.95 | 278 | 100919 | 4.631 | 7.6655 | 40.5864 | 0.2 | 21.2788 | 21.2788 | 101.6719 | 21.2788 | 115.1202 | 21.2788 | 21.2788 | 21.2788 | 25.4946 | 25.4946 | 94.1013 | 25.4946 | 103.6107 | 25.4946 | 25.4946 | 25.4946 | 40.9176 | 24.2861
|  | 8579 | 12 | 563 | 11 | 358 | 24 | 1 | 52 | 3.83 | 4.71 | 282 | 100991 | 4.625 | 13.2424 | 27.7934 | 0.2 | 47.6868 | 47.6868 | 112.4976 | 47.6868 | 170.6459 | 47.6868 | 47.6868 | 47.6868 | 63.031 | 63.031 | 131.9882 | 63.031 | 173.1052 | 63.031 | 63.031 | 63.031 | 99.5817 | 66.8722
|  | 8580 | 12 | 564 | 12 | 358 | 24 | 1 | 52 | 3.97 | 4.46 | 287 | 101064 | 4.619 | 16.7868 | 14.0276 | 0.2 | 19.7062 | 19.7062 | 19.7062 | 19.7062 | 19.7062 | 19.7062 | 19.7062 | 19.7062 | 31.3604 | 31.3604 | 31.3604 | 31.3604 | 31.3604 | 31.3604 | 31.3604 | 31.3604 | 38 | 38
|  | 8581 | 12 | 565 | 13 | 358 | 24 | 1 | 52 | 4.11 | 4.22 | 291 | 101136 | 4.612 | 17.9709 | -0.33613 | 0.2 | 30.2707 | 30.2707 | 30.2707 | 30.2707 | 30.2707 | 30.2707 | 30.2707 | 30.2707 | 48.0022 | 48.0022 | 48.0022 | 48.0022 | 48.0022 | 48.0022 | 48.0022 | 48.0022 | 58 | 58
|  | 8582 | 12 | 566 | 14 | 358 | 24 | 1 | 52 | 3.93 | 4.25 | 289 | 101237 | 4.522 | 16.6724 | -14.6846 | 0.2 | 41.4088 | 41.4088 | 41.4088 | 41.4088 | 49.2531 | 41.4088 | 43.4645 | 41.4088 | 65.211 | 65.211 | 65.4747 | 65.211 | 72.475 | 65.211 | 68.3819 | 65.211 | 81 | 78.5714
|  | 8583 | 12 | 567 | 15 | 358 | 24 | 1 | 52 | 3.74 | 4.28 | 286 | 101339 | 4.43 | 13.0253 | -28.411 | 0.2 | 25.0215 | 25.0215 | 25.0215 | 25.0215 | 25.0215 | 25.0215 | 25.0215 | 25.0215 | 39.7047 | 39.7047 | 39.7047 | 39.7047 | 39.7047 | 39.7047 | 39.7047 | 39.7047 | 48 | 48
|  | 8584 | 12 | 568 | 16 | 358 | 24 | 1 | 52 | 3.56 | 4.3 | 284 | 101440 | 4.344 | 7.3638 | -41.1551 | 0.2 | 19.4919 | 19.4919 | 19.4919 | 19.4919 | 23.7456 | 19.4919 | 23.2099 | 19.4919 | 30.8438 | 30.8438 | 30.8438 | 30.8438 | 34.3679 | 30.8438 | 33.9891 | 30.8438 | 38 | 37.2699
|  | 8585 | 12 | 569 | 17 | 358 | 24 | 1 | 52 | 3.17 | 3.46 | 277 | 101490 | 4.275 | 0.10838 | -52.8745 | 0.2 | 5.0278 | 5.0278 | 5.0278 | 5.0278 | 7.8881 | 5.0278 | 8.8063 | 5.0278 | 7.9345 | 7.9345 | 7.9345 | 7.9345 | 9.9633 | 7.9345 | 10.6126 | 7.9345 | 9.5959 | 9.587
|  | 8586 | 12 | 570 | 18 | 358 | 24 | 1 | 52 | 2.78 | 2.61 | 270 | 101539 | 4.206 | 0 | -63.7769 | 0.2 | 0 | 0 | 0 | 0 | 0 | 0 | 0 | 0 | 0 | 0 | 0 | 0 | 0 | 0 | 0 | 0 | 0 | 0
|  | 8587 | 12 | 571 | 19 | 358 | 24 | 1 | 52 | 2.39 | 1.77 | 264 | 101588 | 4.138 | 0 | -74.2357 | 0.2 | 0 | 0 | 0 | 0 | 0 | 0 | 0 | 0 | 0 | 0 | 0 | 0 | 0 | 0 | 0 | 0 | 0 | 0
|  | 8588 | 12 | 572 | 20 | 358 | 24 | 1 | 52 | 1.95 | 1.91 | 261 | 101624 | 4.026 | 0 | -84.765 | 0.2 | 0 | 0 | 0 | 0 | 0 | 0 | 0 | 0 | 0 | 0 | 0 | 0 | 0 | 0 | 0 | 0 | 0 | 0
|  | 8589 | 12 | 573 | 21 | 358 | 24 | 1 | 52 | 1.51 | 2.06 | 257 | 101660 | 3.917 | 0 | -96.089 | 0.2 | 0 | 0 | 0 | 0 | 0 | 0 | 0 | 0 | 0 | 0 | 0 | 0 | 0 | 0 | 0 | 0 | 0 | 0
|  | 8590 | 12 | 574 | 22 | 358 | 24 | 1 | 52 | 1.07 | 2.21 | 254 | 101696 | 3.81 | 0 | -109.3386 | 0.2 | 0 | 0 | 0 | 0 | 0 | 0 | 0 | 0 | 0 | 0 | 0 | 0 | 0 | 0 | 0 | 0 | 0 | 0
|  | 8591 | 12 | 575 | 23 | 358 | 24 | 1 | 52 | 0.88 | 2.22 | 248 | 101703 | 3.763 | 0 | -126.4103 | 0.2 | 0 | 0 | 0 | 0 | 0 | 0 | 0 | 0 | 0 | 0 | 0 | 0 | 0 | 0 | 0 | 0 | 0 | 0
|  | 8592 | 12 | 576 | 24 | 358 | 24 | 1 | 52 | 0.69 | 2.23 | 241 | 101709 | 3.716 | 0 | -150.0335 | 0.2 | 0 | 0 | 0 | 0 | 0 | 0 | 0 | 0 | 0 | 0 | 0 | 0 | 0 | 0 | 0 | 0 | 0 | 0
|  | 8593 | 12 | 577 | 1 | 359 | 25 | 2 | 52 | 0.5 | 2.23 | 235 | 101716 | 3.67 | 0 | 179.4907 | 0.2 | 0 | 0 | 0 | 0 | 0 | 0 | 0 | 0 | 0 | 0 | 0 | 0 | 0 | 0 | 0 | 0 | 0 | 0
|  | 8594 | 12 | 578 | 2 | 359 | 25 | 2 | 52 | 0.62 | 2.51 | 232 | 101748 | 3.723 | 0 | 148.9789 | 0.2 | 0 | 0 | 0 | 0 | 0 | 0 | 0 | 0 | 0 | 0 | 0 | 0 | 0 | 0 | 0 | 0 | 0 | 0
|  | 8595 | 12 | 579 | 3 | 359 | 25 | 2 | 52 | 0.75 | 2.8 | 228 | 101781 | 3.779 | 0 | 125.6617 | 0.2 | 0 | 0 | 0 | 0 | 0 | 0 | 0 | 0 | 0 | 0 | 0 | 0 | 0 | 0 | 0 | 0 | 0 | 0
|  | 8596 | 12 | 580 | 4 | 359 | 25 | 2 | 52 | 0.87 | 3.08 | 225 | 101814 | 3.834 | 0 | 108.7863 | 0.2 | 0 | 0 | 0 | 0 | 0 | 0 | 0 | 0 | 0 | 0 | 0 | 0 | 0 | 0 | 0 | 0 | 0 | 0
|  | 8597 | 12 | 581 | 5 | 359 | 25 | 2 | 52 | 0.84 | 3.41 | 221 | 101817 | 3.784 | 0 | 95.6389 | 0.2 | 0 | 0 | 0 | 0 | 0 | 0 | 0 | 0 | 0 | 0 | 0 | 0 | 0 | 0 | 0 | 0 | 0 | 0
|  | 8598 | 12 | 582 | 6 | 359 | 25 | 2 | 52 | 0.81 | 3.75 | 218 | 101821 | 3.735 | 0 | 84.3617 | 0.2 | 0 | 0 | 0 | 0 | 0 | 0 | 0 | 0 | 0 | 0 | 0 | 0 | 0 | 0 | 0 | 0 | 0 | 0
|  | 8599 | 12 | 583 | 7 | 359 | 25 | 2 | 52 | 0.78 | 4.08 | 214 | 101824 | 3.686 | 0 | 73.8453 | 0.2 | 0 | 0 | 0 | 0 | 0 | 0 | 0 | 0 | 0 | 0 | 0 | 0 | 0 | 0 | 0 | 0 | 0 | 0
|  | 8600 | 12 | 584 | 8 | 359 | 25 | 2 | 52 | 1.04 | 4.23 | 212 | 101847 | 3.737 | 0 | 63.3764 | 0.2 | 0 | 0 | 0 | 0 | 0 | 0 | 0 | 0 | 0 | 0 | 0 | 0 | 0 | 0 | 0 | 0 | 0 | 0
|  | 8601 | 12 | 585 | 9 | 359 | 25 | 2 | 52 | 1.31 | 4.38 | 210 | 101870 | 3.793 | 0.43229 | 52.4466 | 0.2 | 0 | 0 | 0 | 0 | 0 | 0 | 0 | 0 | 0 | 0 | 0 | 0 | 0 | 0 | 0 | 0 | 0 | 0
|  | 8602 | 12 | 586 | 10 | 359 | 25 | 2 | 52 | 1.57 | 4.52 | 208 | 101893 | 3.845 | 7.6348 | 40.6879 | 0.2 | 28.0318 | 28.0318 | 173.4789 | 28.0318 | 197.2021 | 28.0318 | 28.0318 | 28.0318 | 30.9166 | 30.9166 | 154.9099 | 30.9166 | 171.6847 | 30.9166 | 30.9166 | 30.9166 | 56.8018 | 26.8958
|  | 8603 | 12 | 587 | 11 | 359 | 25 | 2 | 52 | 2.23 | 4.28 | 211 | 101902 | 4.022 | 13.2266 | 27.9002 | 0.2 | 47.2104 | 47.2104 | 111.8043 | 47.2104 | 169.2061 | 47.2104 | 47.2104 | 47.2104 | 62.372 | 62.372 | 130.9888 | 62.372 | 171.578 | 62.372 | 62.372 | 62.372 | 98.5909 | 66.146
|  | 8604 | 12 | 588 | 12 | 359 | 25 | 2 | 52 | 2.9 | 4.04 | 215 | 101912 | 4.208 | 16.7885 | 14.1374 | 0.2 | 21.8101 | 21.8101 | 21.8101 | 21.8101 | 21.8101 | 21.8101 | 21.8101 | 21.8101 | 34.6824 | 34.6824 | 34.6824 | 34.6824 | 34.6824 | 34.6824 | 34.6824 | 34.6824 | 42 | 42
|  | 8605 | 12 | 589 | 13 | 359 | 25 | 2 | 52 | 3.56 | 3.79 | 219 | 101922 | 4.399 | 17.9914 | -0.22769 | 0.2 | 68.0545 | 68.0545 | 68.0545 | 68.0545 | 187.2775 | 68.0545 | 68.5283 | 68.0545 | 95.2833 | 95.2833 | 122.3264 | 95.2833 | 206.9648 | 95.2833 | 122.9964 | 95.2833 | 145.0585 | 106.34
|  | 8606 | 12 | 590 | 14 | 359 | 25 | 2 | 52 | 3.97 | 3.77 | 220 | 101919 | 4.493 | 16.711 | -14.5824 | 0.2 | 58.9588 | 58.9588 | 58.9588 | 58.9588 | 125.7739 | 58.9588 | 76.341 | 58.9588 | 87.6423 | 87.6423 | 90.0076 | 87.6423 | 149.544 | 87.6423 | 114.5896 | 87.6423 | 122.8049 | 102.0777
|  | 8607 | 12 | 591 | 15 | 359 | 25 | 2 | 52 | 4.37 | 3.74 | 222 | 101916 | 4.586 | 13.0795 | -28.3185 | 0.2 | 44.8456 | 44.8456 | 44.8456 | 44.8456 | 91.1826 | 44.8456 | 69.8148 | 44.8456 | 67.2378 | 67.2378 | 67.2378 | 67.2378 | 108.6502 | 67.2378 | 93.5409 | 67.2378 | 90.8059 | 78.5769
|  | 8608 | 12 | 592 | 16 | 359 | 25 | 2 | 52 | 4.78 | 3.71 | 223 | 101912 | 4.683 | 7.4305 | -41.0731 | 0.2 | 40.2924 | 40.2924 | 40.2924 | 40.2924 | 206.8152 | 40.2924 | 185.4217 | 40.2924 | 52.6814 | 52.6814 | 52.6814 | 52.6814 | 190.8012 | 52.6814 | 175.6737 | 52.6814 | 84.1609 | 55.3528
|  | 8609 | 12 | 593 | 17 | 359 | 25 | 2 | 52 | 4.22 | 3.6 | 222 | 101952 | 4.562 | 0.18416 | -52.8015 | 0.2 | 8.3535 | 8.3535 | 8.3535 | 8.3535 | 115.8548 | 8.3535 | 149.9892 | 8.3535 | 11.0836 | 11.0836 | 11.0836 | 11.0836 | 87.5026 | 11.0836 | 111.6393 | 11.0836 | 12.1248 | 11.5533
|  | 8610 | 12 | 594 | 18 | 359 | 25 | 2 | 52 | 3.66 | 3.49 | 222 | 101991 | 4.443 | 0 | -63.7105 | 0.2 | 0 | 0 | 0 | 0 | 0 | 0 | 0 | 0 | 0 | 0 | 0 | 0 | 0 | 0 | 0 | 0 | 0 | 0
|  | 8611 | 12 | 595 | 19 | 359 | 25 | 2 | 52 | 3.1 | 3.38 | 221 | 102030 | 4.325 | 0 | -74.1724 | 0.2 | 0 | 0 | 0 | 0 | 0 | 0 | 0 | 0 | 0 | 0 | 0 | 0 | 0 | 0 | 0 | 0 | 0 | 0
|  | 8612 | 12 | 596 | 20 | 359 | 25 | 2 | 52 | 2.89 | 3.01 | 220 | 102073 | 4.272 | 0 | -84.7005 | 0.2 | 0 | 0 | 0 | 0 | 0 | 0 | 0 | 0 | 0 | 0 | 0 | 0 | 0 | 0 | 0 | 0 | 0 | 0
|  | 8613 | 12 | 597 | 21 | 359 | 25 | 2 | 52 | 2.67 | 2.64 | 220 | 102115 | 4.216 | 0 | -96.0168 | 0.2 | 0 | 0 | 0 | 0 | 0 | 0 | 0 | 0 | 0 | 0 | 0 | 0 | 0 | 0 | 0 | 0 | 0 | 0
|  | 8614 | 12 | 598 | 22 | 359 | 25 | 2 | 52 | 2.46 | 2.28 | 219 | 102158 | 4.164 | 0 | -109.2481 | 0.2 | 0 | 0 | 0 | 0 | 0 | 0 | 0 | 0 | 0 | 0 | 0 | 0 | 0 | 0 | 0 | 0 | 0 | 0
|  | 8615 | 12 | 599 | 23 | 359 | 25 | 2 | 52 | 2.5 | 2.04 | 220 | 102171 | 4.195 | 0 | -126.2822 | 0.2 | 0 | 0 | 0 | 0 | 0 | 0 | 0 | 0 | 0 | 0 | 0 | 0 | 0 | 0 | 0 | 0 | 0 | 0
|  | 8616 | 12 | 600 | 24 | 359 | 25 | 2 | 52 | 2.53 | 1.8 | 221 | 102184 | 4.224 | 0 | -149.8422 | 0.2 | 0 | 0 | 0 | 0 | 0 | 0 | 0 | 0 | 0 | 0 | 0 | 0 | 0 | 0 | 0 | 0 | 0 | 0
|  | 8617 | 12 | 601 | 1 | 360 | 26 | 3 | 52 | 2.57 | 1.56 | 222 | 102197 | 4.256 | 0 | 179.7337 | 0.2 | 0 | 0 | 0 | 0 | 0 | 0 | 0 | 0 | 0 | 0 | 0 | 0 | 0 | 0 | 0 | 0 | 0 | 0
|  | 8618 | 12 | 602 | 2 | 360 | 26 | 3 | 52 | 2.69 | 1.7 | 219 | 102194 | 4.289 | 0 | 149.2059 | 0.2 | 0 | 0 | 0 | 0 | 0 | 0 | 0 | 0 | 0 | 0 | 0 | 0 | 0 | 0 | 0 | 0 | 0 | 0
|  | 8619 | 12 | 603 | 3 | 360 | 26 | 3 | 52 | 2.81 | 1.84 | 217 | 102191 | 4.323 | 0 | 125.8376 | 0.2 | 0 | 0 | 0 | 0 | 0 | 0 | 0 | 0 | 0 | 0 | 0 | 0 | 0 | 0 | 0 | 0 | 0 | 0
|  | 8620 | 12 | 604 | 4 | 360 | 26 | 3 | 52 | 2.93 | 1.99 | 215 | 102188 | 4.357 | 0 | 108.9236 | 0.2 | 0 | 0 | 0 | 0 | 0 | 0 | 0 | 0 | 0 | 0 | 0 | 0 | 0 | 0 | 0 | 0 | 0 | 0
|  | 8621 | 12 | 605 | 5 | 360 | 26 | 3 | 52 | 2.55 | 1.93 | 210 | 102184 | 4.24 | 0 | 95.7538 | 0.2 | 0 | 0 | 0 | 0 | 0 | 0 | 0 | 0 | 0 | 0 | 0 | 0 | 0 | 0 | 0 | 0 | 0 | 0
|  | 8622 | 12 | 606 | 6 | 360 | 26 | 3 | 52 | 2.18 | 1.88 | 205 | 102181 | 4.13 | 0 | 84.4648 | 0.2 | 0 | 0 | 0 | 0 | 0 | 0 | 0 | 0 | 0 | 0 | 0 | 0 | 0 | 0 | 0 | 0 | 0 | 0
|  | 8623 | 12 | 607 | 7 | 360 | 26 | 3 | 52 | 1.81 | 1.82 | 201 | 102178 | 4.021 | 0 | 73.9434 | 0.2 | 0 | 0 | 0 | 0 | 0 | 0 | 0 | 0 | 0 | 0 | 0 | 0 | 0 | 0 | 0 | 0 | 0 | 0
|  | 8624 | 12 | 608 | 8 | 360 | 26 | 3 | 52 | 2.18 | 2.06 | 201 | 102207 | 4.084 | 0 | 63.4742 | 0.2 | 0 | 0 | 0 | 0 | 0 | 0 | 0 | 0 | 0 | 0 | 0 | 0 | 0 | 0 | 0 | 0 | 0 | 0
|  | 8625 | 12 | 609 | 9 | 360 | 26 | 3 | 52 | 2.56 | 2.3 | 202 | 102237 | 4.15 | 0.3961 | 52.5472 | 0.2 | 0 | 0 | 0 | 0 | 0 | 0 | 0 | 0 | 0 | 0 | 0 | 0 | 0 | 0 | 0 | 0 | 0 | 0
|  | 8626 | 12 | 610 | 10 | 360 | 26 | 3 | 52 | 2.93 | 2.54 | 202 | 102266 | 4.214 | 7.6109 | 40.793 | 0.2 | 25.8249 | 25.8249 | 149.4334 | 25.8249 | 169.062 | 25.8249 | 25.8249 | 25.8249 | 28.9609 | 28.9609 | 134.2416 | 28.9609 | 148.1212 | 28.9609 | 28.9609 | 28.9609 | 50.8974 | 25.6165
|  | 8627 | 12 | 611 | 11 | 360 | 26 | 3 | 52 | 4.48 | 2.25 | 214 | 102250 | 4.587 | 13.218 | 28.0097 | 0.2 | 46.6208 | 46.6208 | 108.7 | 46.6208 | 163.3273 | 46.6208 | 46.6208 | 46.6208 | 61.6789 | 61.6789 | 127.5303 | 61.6789 | 166.1577 | 61.6789 | 61.6789 | 61.6789 | 96.4663 | 65.4177
|  | 8628 | 12 | 612 | 12 | 360 | 26 | 3 | 52 | 6.04 | 1.97 | 226 | 102233 | 4.988 | 16.7976 | 14.2487 | 0.2 | 79.1476 | 79.1476 | 182.2888 | 79.1476 | 485.3058 | 79.1476 | 79.1476 | 79.1476 | 90.3708 | 90.3708 | 252.7514 | 90.3708 | 467.0168 | 90.3708 | 106.8877 | 90.3708 | 212.9511 | 86.4515
|  | 8629 | 12 | 613 | 13 | 360 | 26 | 3 | 52 | 7.59 | 1.68 | 238 | 102217 | 5.409 | 18.0195 | -0.11919 | 0.2 | 67.8609 | 67.8609 | 67.8609 | 67.8609 | 863.0426 | 67.8609 | 69.5151 | 67.8609 | 56.3382 | 56.3382 | 238.0759 | 56.3382 | 801.524 | 56.3382 | 240.4153 | 56.3382 | 300.2503 | 41.5802
|  | 8630 | 12 | 614 | 14 | 360 | 26 | 3 | 52 | 7.38 | 1.41 | 191 | 102191 | 5.436 | 16.7571 | -14.4817 | 0.2 | 79.236 | 79.236 | 79.236 | 79.236 | 334.0659 | 79.236 | 145.0525 | 79.236 | 100.0342 | 100.0342 | 109.5313 | 100.0342 | 336.2625 | 100.0342 | 202.6098 | 100.0342 | 182.367 | 103.1196
|  | 8631 | 12 | 615 | 15 | 360 | 26 | 3 | 52 | 7.17 | 1.14 | 143 | 102165 | 5.462 | 13.141 | -28.2286 | 0.2 | 66.2635 | 66.2635 | 66.2635 | 66.2635 | 320.6705 | 66.2635 | 202.8391 | 66.2635 | 84.1695 | 84.1695 | 84.1695 | 84.1695 | 311.7296 | 84.1695 | 228.4102 | 84.1695 | 154.8696 | 87.4581
|  | 8632 | 12 | 616 | 16 | 360 | 26 | 3 | 52 | 6.96 | 0.87 | 96 | 102138 | 5.485 | 7.5039 | -40.9946 | 0.2 | 39.483 | 39.483 | 39.483 | 39.483 | 182.424 | 39.483 | 163.7162 | 39.483 | 51.7882 | 51.7882 | 51.7882 | 51.7882 | 170.5022 | 51.7882 | 157.2738 | 51.7882 | 79.2503 | 54.3044
|  | 8633 | 12 | 617 | 17 | 360 | 26 | 3 | 52 | 5.97 | 0.84 | 102 | 102145 | 5.256 | 0.26623 | -52.733 | 0.2 | 8.4904 | 8.4904 | 8.4904 | 8.4904 | 76.0651 | 8.4904 | 97.3009 | 8.4904 | 11.1611 | 11.1611 | 11.1611 | 11.1611 | 59.3103 | 11.1611 | 74.3263 | 11.1611 | 12.0253 | 11.5067
|  | 8634 | 12 | 618 | 18 | 360 | 26 | 3 | 52 | 4.98 | 0.8 | 108 | 102151 | 5.031 | 0 | -63.6491 | 0.2 | 0 | 0 | 0 | 0 | 0 | 0 | 0 | 0 | 0 | 0 | 0 | 0 | 0 | 0 | 0 | 0 | 0 | 0
|  | 8635 | 12 | 619 | 19 | 360 | 26 | 3 | 52 | 3.98 | 0.77 | 115 | 102158 | 4.806 | 0 | -74.1146 | 0.2 | 0 | 0 | 0 | 0 | 0 | 0 | 0 | 0 | 0 | 0 | 0 | 0 | 0 | 0 | 0 | 0 | 0 | 0
|  | 8636 | 12 | 620 | 20 | 360 | 26 | 3 | 52 | 3.4 | 0.7 | 115 | 102168 | 4.619 | 0 | -84.6421 | 0.2 | 0 | 0 | 0 | 0 | 0 | 0 | 0 | 0 | 0 | 0 | 0 | 0 | 0 | 0 | 0 | 0 | 0 | 0
|  | 8637 | 12 | 621 | 21 | 360 | 26 | 3 | 52 | 2.83 | 0.63 | 116 | 102178 | 4.442 | 0 | -95.9516 | 0.2 | 0 | 0 | 0 | 0 | 0 | 0 | 0 | 0 | 0 | 0 | 0 | 0 | 0 | 0 | 0 | 0 | 0 | 0
|  | 8638 | 12 | 622 | 22 | 360 | 26 | 3 | 52 | 2.25 | 0.57 | 116 | 102188 | 4.267 | 0 | -109.1653 | 0.2 | 0 | 0 | 0 | 0 | 0 | 0 | 0 | 0 | 0 | 0 | 0 | 0 | 0 | 0 | 0 | 0 | 0 | 0
|  | 8639 | 12 | 623 | 23 | 360 | 26 | 3 | 52 | 1.99 | 1.04 | 109 | 102171 | 4.172 | 0 | -126.1623 | 0.2 | 0 | 0 | 0 | 0 | 0 | 0 | 0 | 0 | 0 | 0 | 0 | 0 | 0 | 0 | 0 | 0 | 0 | 0
|  | 8640 | 12 | 624 | 24 | 360 | 26 | 3 | 52 | 1.72 | 1.51 | 102 | 102155 | 4.076 | 0 | -149.6575 | 0.2 | 0 | 0 | 0 | 0 | 0 | 0 | 0 | 0 | 0 | 0 | 0 | 0 | 0 | 0 | 0 | 0 | 0 | 0
|  | 8641 | 12 | 625 | 1 | 361 | 27 | 4 | 52 | 1.46 | 1.99 | 95 | 102138 | 3.985 | 0 | 179.9763 | 0.2 | 0 | 0 | 0 | 0 | 0 | 0 | 0 | 0 | 0 | 0 | 0 | 0 | 0 | 0 | 0 | 0 | 0 | 0
|  | 8642 | 12 | 626 | 2 | 361 | 27 | 4 | 52 | 1.31 | 1.61 | 109 | 102102 | 3.977 | 0 | 149.4392 | 0.2 | 0 | 0 | 0 | 0 | 0 | 0 | 0 | 0 | 0 | 0 | 0 | 0 | 0 | 0 | 0 | 0 | 0 | 0
|  | 8643 | 12 | 627 | 3 | 361 | 27 | 4 | 52 | 1.17 | 1.24 | 123 | 102066 | 3.971 | 0 | 126.0218 | 0.2 | 0 | 0 | 0 | 0 | 0 | 0 | 0 | 0 | 0 | 0 | 0 | 0 | 0 | 0 | 0 | 0 | 0 | 0
|  | 8644 | 12 | 628 | 4 | 361 | 27 | 4 | 52 | 1.02 | 0.87 | 137 | 102030 | 3.962 | 0 | 109.0689 | 0.2 | 0 | 0 | 0 | 0 | 0 | 0 | 0 | 0 | 0 | 0 | 0 | 0 | 0 | 0 | 0 | 0 | 0 | 0
|  | 8645 | 12 | 629 | 5 | 361 | 27 | 4 | 52 | 0.62 | 0.78 | 135 | 102020 | 3.855 | 0 | 95.8757 | 0.2 | 0 | 0 | 0 | 0 | 0 | 0 | 0 | 0 | 0 | 0 | 0 | 0 | 0 | 0 | 0 | 0 | 0 | 0
|  | 8646 | 12 | 630 | 6 | 361 | 27 | 4 | 52 | 0.22 | 0.69 | 133 | 102011 | 3.75 | 0 | 84.5742 | 0.2 | 0 | 0 | 0 | 0 | 0 | 0 | 0 | 0 | 0 | 0 | 0 | 0 | 0 | 0 | 0 | 0 | 0 | 0
|  | 8647 | 12 | 631 | 7 | 361 | 27 | 4 | 52 | -0.17 | 0.59 | 132 | 102001 | 3.65 | 0 | 74.0472 | 0.2 | 0 | 0 | 0 | 0 | 0 | 0 | 0 | 0 | 0 | 0 | 0 | 0 | 0 | 0 | 0 | 0 | 0 | 0
|  | 8648 | 12 | 632 | 8 | 361 | 27 | 4 | 52 | 0.68 | 0.67 | 123 | 102037 | 3.843 | 0 | 63.5771 | 0.2 | 0 | 0 | 0 | 0 | 0 | 0 | 0 | 0 | 0 | 0 | 0 | 0 | 0 | 0 | 0 | 0 | 0 | 0
|  | 8649 | 12 | 633 | 9 | 361 | 27 | 4 | 52 | 1.53 | 0.74 | 114 | 102073 | 4.044 | 0.36613 | 52.6522 | 0.2 | 0 | 0 | 0 | 0 | 0 | 0 | 0 | 0 | 0 | 0 | 0 | 0 | 0 | 0 | 0 | 0 | 0 | 0
|  | 8650 | 12 | 634 | 10 | 361 | 27 | 4 | 52 | 2.38 | 0.81 | 105 | 102109 | 4.254 | 7.5935 | 40.9018 | 0.2 | 11.3608 | 11.3608 | 11.3608 | 11.3608 | 11.3608 | 11.3608 | 11.3608 | 11.3608 | 18.122 | 18.122 | 18.122 | 18.122 | 18.122 | 18.122 | 18.122 | 18.122 | 22 | 22
|  | 8651 | 12 | 635 | 11 | 361 | 27 | 4 | 52 | 3.92 | 0.8 | 103 | 102073 | 4.724 | 13.2164 | 28.1218 | 0.2 | 29.9433 | 29.9433 | 31.6105 | 29.9433 | 33.0629 | 29.9433 | 29.9433 | 29.9433 | 47.3553 | 47.3553 | 49.1216 | 47.3553 | 50.1486 | 47.3553 | 47.3553 | 47.3553 | 58 | 57.1693
|  | 8652 | 12 | 636 | 12 | 361 | 27 | 4 | 52 | 5.47 | 0.78 | 101 | 102037 | 5.243 | 16.8142 | 14.3615 | 0.2 | 36.2273 | 36.2273 | 36.9947 | 36.2273 | 39.2244 | 36.2273 | 36.2273 | 36.2273 | 57.2496 | 57.2496 | 58.4533 | 57.2496 | 60.03 | 57.2496 | 57.3681 | 57.2496 | 70 | 69.0651
|  | 8653 | 12 | 637 | 13 | 361 | 27 | 4 | 52 | 7.01 | 0.76 | 99 | 102001 | 5.806 | 18.0552 | -0.010621 | 0.2 | 43.0737 | 43.0737 | 43.0737 | 43.0737 | 49.9705 | 43.0737 | 43.075 | 43.0737 | 67.8542 | 67.8542 | 69.4431 | 67.8542 | 74.3207 | 67.8542 | 69.4449 | 67.8542 | 84 | 81.7518
|  | 8654 | 12 | 638 | 14 | 361 | 27 | 4 | 52 | 6.73 | 0.65 | 80 | 101978 | 5.675 | 16.8106 | -14.3822 | 0.2 | 40.9681 | 40.9681 | 40.9681 | 40.9681 | 48.0834 | 40.9681 | 42.7926 | 40.9681 | 64.5455 | 64.5455 | 64.8246 | 64.5455 | 71.146 | 64.5455 | 67.4049 | 64.5455 | 80 | 77.7808
|  | 8655 | 12 | 639 | 15 | 361 | 27 | 4 | 52 | 6.44 | 0.55 | 61 | 101955 | 5.543 | 13.2095 | -28.1414 | 0.2 | 31.3653 | 31.3653 | 31.3653 | 31.3653 | 35.9082 | 31.3653 | 33.7952 | 31.3653 | 49.5472 | 49.5472 | 49.5472 | 49.5472 | 53.6146 | 49.5472 | 52.1205 | 49.5472 | 61 | 59.7907
|  | 8656 | 12 | 640 | 16 | 361 | 27 | 4 | 52 | 6.16 | 0.44 | 42 | 101932 | 5.417 | 7.584 | -40.9198 | 0.2 | 19.5346 | 19.5346 | 19.5346 | 19.5346 | 23.0679 | 19.5346 | 22.5973 | 19.5346 | 30.9278 | 30.9278 | 30.9278 | 30.9278 | 33.8664 | 30.9278 | 33.5337 | 30.9278 | 38 | 37.3774
|  | 8657 | 12 | 641 | 17 | 361 | 27 | 4 | 52 | 5.14 | 0.66 | 59 | 101922 | 5.144 | 0.35456 | -52.6688 | 0.2 | 3.6202 | 3.6202 | 3.6202 | 3.6202 | 3.6202 | 3.6202 | 3.6202 | 3.6202 | 5.7699 | 5.7699 | 5.7699 | 5.7699 | 5.7699 | 5.7699 | 5.7699 | 5.7699 | 7 | 7
|  | 8658 | 12 | 642 | 18 | 361 | 27 | 4 | 52 | 4.12 | 0.88 | 75 | 101912 | 4.881 | 0 | -63.5926 | 0.2 | 0 | 0 | 0 | 0 | 0 | 0 | 0 | 0 | 0 | 0 | 0 | 0 | 0 | 0 | 0 | 0 | 0 | 0
|  | 8659 | 12 | 643 | 19 | 361 | 27 | 4 | 52 | 3.09 | 1.1 | 91 | 101902 | 4.623 | 0 | -74.0625 | 0.2 | 0 | 0 | 0 | 0 | 0 | 0 | 0 | 0 | 0 | 0 | 0 | 0 | 0 | 0 | 0 | 0 | 0 | 0
|  | 8660 | 12 | 644 | 20 | 361 | 27 | 4 | 52 | 2.37 | 1.1 | 103 | 101883 | 4.393 | 0 | -84.59 | 0.2 | 0 | 0 | 0 | 0 | 0 | 0 | 0 | 0 | 0 | 0 | 0 | 0 | 0 | 0 | 0 | 0 | 0 | 0
|  | 8661 | 12 | 645 | 21 | 361 | 27 | 4 | 52 | 1.65 | 1.1 | 115 | 101863 | 4.174 | 0 | -95.8934 | 0.2 | 0 | 0 | 0 | 0 | 0 | 0 | 0 | 0 | 0 | 0 | 0 | 0 | 0 | 0 | 0 | 0 | 0 | 0
|  | 8662 | 12 | 646 | 22 | 361 | 27 | 4 | 52 | 0.93 | 1.1 | 128 | 101843 | 3.964 | 0 | -109.0904 | 0.2 | 0 | 0 | 0 | 0 | 0 | 0 | 0 | 0 | 0 | 0 | 0 | 0 | 0 | 0 | 0 | 0 | 0 | 0
|  | 8663 | 12 | 647 | 23 | 361 | 27 | 4 | 52 | 0.8 | 1.46 | 136 | 101791 | 3.932 | 0 | -126.0507 | 0.2 | 0 | 0 | 0 | 0 | 0 | 0 | 0 | 0 | 0 | 0 | 0 | 0 | 0 | 0 | 0 | 0 | 0 | 0
|  | 8664 | 12 | 648 | 24 | 361 | 27 | 4 | 52 | 0.66 | 1.82 | 144 | 101739 | 3.896 | 0 | -149.4794 | 0.2 | 0 | 0 | 0 | 0 | 0 | 0 | 0 | 0 | 0 | 0 | 0 | 0 | 0 | 0 | 0 | 0 | 0 | 0
|  | 8665 | 12 | 649 | 1 | 362 | 28 | 5 | 52 | 0.53 | 2.18 | 152 | 101686 | 3.865 | 0 | -179.7816 | 0.2 | 0 | 0 | 0 | 0 | 0 | 0 | 0 | 0 | 0 | 0 | 0 | 0 | 0 | 0 | 0 | 0 | 0 | 0
|  | 8666 | 12 | 650 | 2 | 362 | 28 | 5 | 52 | 0.73 | 2.31 | 162 | 101676 | 3.797 | 0 | 149.6786 | 0.2 | 0 | 0 | 0 | 0 | 0 | 0 | 0 | 0 | 0 | 0 | 0 | 0 | 0 | 0 | 0 | 0 | 0 | 0
|  | 8667 | 12 | 651 | 3 | 362 | 28 | 5 | 52 | 0.92 | 2.44 | 172 | 101667 | 3.723 | 0 | 126.2142 | 0.2 | 0 | 0 | 0 | 0 | 0 | 0 | 0 | 0 | 0 | 0 | 0 | 0 | 0 | 0 | 0 | 0 | 0 | 0
|  | 8668 | 12 | 652 | 4 | 362 | 28 | 5 | 52 | 1.12 | 2.57 | 182 | 101657 | 3.65 | 0 | 109.2219 | 0.2 | 0 | 0 | 0 | 0 | 0 | 0 | 0 | 0 | 0 | 0 | 0 | 0 | 0 | 0 | 0 | 0 | 0 | 0
|  | 8669 | 12 | 653 | 5 | 362 | 28 | 5 | 52 | 1.05 | 2.34 | 185 | 101585 | 3.527 | 0 | 96.0047 | 0.2 | 0 | 0 | 0 | 0 | 0 | 0 | 0 | 0 | 0 | 0 | 0 | 0 | 0 | 0 | 0 | 0 | 0 | 0
|  | 8670 | 12 | 654 | 6 | 362 | 28 | 5 | 52 | 0.99 | 2.12 | 188 | 101512 | 3.407 | 0 | 84.6898 | 0.2 | 0 | 0 | 0 | 0 | 0 | 0 | 0 | 0 | 0 | 0 | 0 | 0 | 0 | 0 | 0 | 0 | 0 | 0
|  | 8671 | 12 | 655 | 7 | 362 | 28 | 5 | 52 | 0.93 | 1.9 | 192 | 101440 | 3.289 | 0 | 74.1566 | 0.2 | 0 | 0 | 0 | 0 | 0 | 0 | 0 | 0 | 0 | 0 | 0 | 0 | 0 | 0 | 0 | 0 | 0 | 0
|  | 8672 | 12 | 656 | 8 | 362 | 28 | 5 | 52 | 1.63 | 2.39 | 194 | 101388 | 3.338 | 0 | 63.6849 | 0.2 | 0 | 0 | 0 | 0 | 0 | 0 | 0 | 0 | 0 | 0 | 0 | 0 | 0 | 0 | 0 | 0 | 0 | 0
|  | 8673 | 12 | 657 | 9 | 362 | 28 | 5 | 52 | 2.32 | 2.87 | 197 | 101336 | 3.381 | 0.34237 | 52.7616 | 0.2 | 0 | 0 | 0 | 0 | 0 | 0 | 0 | 0 | 0 | 0 | 0 | 0 | 0 | 0 | 0 | 0 | 0 | 0
|  | 8674 | 12 | 658 | 10 | 362 | 28 | 5 | 52 | 3.02 | 3.35 | 200 | 101283 | 3.42 | 7.5829 | 41.0143 | 0.2 | 11.3609 | 11.3609 | 11.3609 | 11.3609 | 11.3609 | 11.3609 | 11.3609 | 11.3609 | 18.1221 | 18.1221 | 18.1221 | 18.1221 | 18.1221 | 18.1221 | 18.1221 | 18.1221 | 22 | 22
|  | 8675 | 12 | 659 | 11 | 362 | 28 | 5 | 52 | 4.75 | 3.29 | 210 | 101201 | 3.692 | 13.2219 | 28.2367 | 0.2 | 52.7298 | 52.7298 | 151.2367 | 52.7298 | 236.1619 | 52.7298 | 52.7298 | 52.7298 | 65.0201 | 65.0201 | 169.266 | 65.0201 | 229.3172 | 65.0201 | 65.0201 | 65.0201 | 113.817 | 64.8979
|  | 8676 | 12 | 660 | 12 | 362 | 28 | 5 | 52 | 6.47 | 3.23 | 221 | 101119 | 3.967 | 16.8383 | 14.4757 | 0.2 | 77.9067 | 77.9067 | 195.0566 | 77.9067 | 531.6847 | 77.9067 | 77.9067 | 77.9067 | 86.3232 | 86.3232 | 269.4547 | 86.3232 | 507.4866 | 86.3232 | 103.7797 | 86.3232 | 222.7608 | 80.9237
|  | 8677 | 12 | 661 | 13 | 362 | 28 | 5 | 52 | 8.2 | 3.17 | 231 | 101037 | 4.248 | 18.0983 | 0.098062 | 0.2 | 74.1115 | 74.1115 | 75.3439 | 74.1115 | 794.1827 | 74.1115 | 74.1115 | 74.1115 | 67.8168 | 67.8168 | 235.0937 | 67.8168 | 743.3895 | 67.8168 | 233.3508 | 67.8168 | 290.1978 | 54.8649
|  | 8678 | 12 | 662 | 14 | 362 | 28 | 5 | 52 | 7.55 | 3.35 | 229 | 101005 | 4.341 | 16.8716 | -14.2841 | 0.2 | 71.5058 | 71.5058 | 71.5058 | 71.5058 | 769.317 | 71.5058 | 249.1693 | 71.5058 | 66.6687 | 66.6687 | 95.4633 | 66.6687 | 714.5174 | 66.6687 | 346.7174 | 66.6687 | 273.2335 | 54.8484
|  | 8679 | 12 | 663 | 15 | 362 | 28 | 5 | 52 | 6.91 | 3.53 | 227 | 100972 | 4.421 | 13.2853 | -28.0566 | 0.2 | 60.1354 | 60.1354 | 60.1354 | 60.1354 | 668.6316 | 60.1354 | 384.4501 | 60.1354 | 58.7539 | 58.7539 | 58.7539 | 58.7539 | 604.15 | 58.7539 | 403.2034 | 58.7539 | 212.9121 | 50.1018
|  | 8680 | 12 | 664 | 16 | 362 | 28 | 5 | 52 | 6.26 | 3.71 | 225 | 100939 | 4.481 | 7.6709 | -40.8484 | 0.2 | 40.435 | 40.435 | 40.435 | 40.435 | 432.7941 | 40.435 | 379.6895 | 40.435 | 45.9556 | 45.9556 | 45.9556 | 45.9556 | 372.7946 | 45.9556 | 335.244 | 45.9556 | 114.0356 | 44.1745
|  | 8681 | 12 | 665 | 17 | 362 | 28 | 5 | 52 | 5.45 | 3.32 | 227 | 100923 | 4.319 | 0.44917 | -52.6088 | 0.2 | 9.2609 | 9.2609 | 9.2609 | 9.2609 | 110.9412 | 9.2609 | 142.2957 | 9.2609 | 12.4758 | 12.4758 | 12.4758 | 12.4758 | 85.3029 | 12.4758 | 107.4739 | 12.4758 | 14.5814 | 13.2687
|  | 8682 | 12 | 666 | 18 | 362 | 28 | 5 | 52 | 4.63 | 2.93 | 229 | 100906 | 4.156 | 0 | -63.5411 | 0.2 | 0 | 0 | 0 | 0 | 0 | 0 | 0 | 0 | 0 | 0 | 0 | 0 | 0 | 0 | 0 | 0 | 0 | 0
|  | 8683 | 12 | 667 | 19 | 362 | 28 | 5 | 52 | 3.81 | 2.54 | 231 | 100890 | 3.996 | 0 | -74.0158 | 0.2 | 0 | 0 | 0 | 0 | 0 | 0 | 0 | 0 | 0 | 0 | 0 | 0 | 0 | 0 | 0 | 0 | 0 | 0
|  | 8684 | 12 | 668 | 20 | 362 | 28 | 5 | 52 | 3.64 | 2.78 | 234 | 100877 | 4.066 | 0 | -84.544 | 0.2 | 0 | 0 | 0 | 0 | 0 | 0 | 0 | 0 | 0 | 0 | 0 | 0 | 0 | 0 | 0 | 0 | 0 | 0
|  | 8685 | 12 | 669 | 21 | 362 | 28 | 5 | 52 | 3.47 | 3.03 | 236 | 100864 | 4.133 | 0 | -95.842 | 0.2 | 0 | 0 | 0 | 0 | 0 | 0 | 0 | 0 | 0 | 0 | 0 | 0 | 0 | 0 | 0 | 0 | 0 | 0
|  | 8686 | 12 | 670 | 22 | 362 | 28 | 5 | 52 | 3.3 | 3.27 | 239 | 100851 | 4.198 | 0 | -109.0232 | 0.2 | 0 | 0 | 0 | 0 | 0 | 0 | 0 | 0 | 0 | 0 | 0 | 0 | 0 | 0 | 0 | 0 | 0 | 0
|  | 8687 | 12 | 671 | 23 | 362 | 28 | 5 | 52 | 3.67 | 3.37 | 237 | 100841 | 4.4 | 0 | -125.9474 | 0.2 | 0 | 0 | 0 | 0 | 0 | 0 | 0 | 0 | 0 | 0 | 0 | 0 | 0 | 0 | 0 | 0 | 0 | 0
|  | 8688 | 12 | 672 | 24 | 362 | 28 | 5 | 52 | 4.05 | 3.48 | 236 | 100831 | 4.612 | 0 | -149.308 | 0.2 | 0 | 0 | 0 | 0 | 0 | 0 | 0 | 0 | 0 | 0 | 0 | 0 | 0 | 0 | 0 | 0 | 0 | 0
|  | 8689 | 12 | 673 | 1 | 363 | 29 | 6 | 52 | 4.42 | 3.59 | 235 | 100821 | 4.829 | 0 | -179.5403 | 0.2 | 0 | 0 | 0 | 0 | 0 | 0 | 0 | 0 | 0 | 0 | 0 | 0 | 0 | 0 | 0 | 0 | 0 | 0
|  | 8690 | 12 | 674 | 2 | 363 | 29 | 6 | 52 | 4.63 | 3.33 | 239 | 100870 | 4.916 | 0 | 149.9239 | 0.2 | 0 | 0 | 0 | 0 | 0 | 0 | 0 | 0 | 0 | 0 | 0 | 0 | 0 | 0 | 0 | 0 | 0 | 0
|  | 8691 | 12 | 675 | 3 | 363 | 29 | 6 | 52 | 4.83 | 3.08 | 244 | 100919 | 5.001 | 0 | 126.4146 | 0.2 | 0 | 0 | 0 | 0 | 0 | 0 | 0 | 0 | 0 | 0 | 0 | 0 | 0 | 0 | 0 | 0 | 0 | 0
|  | 8692 | 12 | 676 | 4 | 363 | 29 | 6 | 52 | 5.04 | 2.83 | 248 | 100969 | 5.09 | 0 | 109.3828 | 0.2 | 0 | 0 | 0 | 0 | 0 | 0 | 0 | 0 | 0 | 0 | 0 | 0 | 0 | 0 | 0 | 0 | 0 | 0
|  | 8693 | 12 | 677 | 5 | 363 | 29 | 6 | 52 | 4.73 | 2.59 | 253 | 100988 | 4.955 | 0 | 96.1407 | 0.2 | 0 | 0 | 0 | 0 | 0 | 0 | 0 | 0 | 0 | 0 | 0 | 0 | 0 | 0 | 0 | 0 | 0 | 0
|  | 8694 | 12 | 678 | 6 | 363 | 29 | 6 | 52 | 4.42 | 2.35 | 257 | 101008 | 4.822 | 0 | 84.8117 | 0.2 | 0 | 0 | 0 | 0 | 0 | 0 | 0 | 0 | 0 | 0 | 0 | 0 | 0 | 0 | 0 | 0 | 0 | 0
|  | 8695 | 12 | 679 | 7 | 363 | 29 | 6 | 52 | 4.12 | 2.11 | 262 | 101028 | 4.696 | 0 | 74.2716 | 0.2 | 0 | 0 | 0 | 0 | 0 | 0 | 0 | 0 | 0 | 0 | 0 | 0 | 0 | 0 | 0 | 0 | 0 | 0
|  | 8696 | 12 | 680 | 8 | 363 | 29 | 6 | 52 | 4.1 | 2.47 | 258 | 101044 | 4.681 | 0 | 63.7978 | 0.2 | 0 | 0 | 0 | 0 | 0 | 0 | 0 | 0 | 0 | 0 | 0 | 0 | 0 | 0 | 0 | 0 | 0 | 0
|  | 8697 | 12 | 681 | 9 | 363 | 29 | 6 | 52 | 4.07 | 2.83 | 254 | 101060 | 4.662 | 0.32479 | 52.8755 | 0.2 | 0 | 0 | 0 | 0 | 0 | 0 | 0 | 0 | 0 | 0 | 0 | 0 | 0 | 0 | 0 | 0 | 0 | 0
|  | 8698 | 12 | 682 | 10 | 363 | 29 | 6 | 52 | 4.05 | 3.19 | 250 | 101077 | 4.647 | 7.5789 | 41.1304 | 0.2 | 24.0246 | 24.0246 | 120.6453 | 24.0246 | 134.6644 | 24.0246 | 24.0246 | 24.0246 | 27.1062 | 27.1062 | 109.2471 | 27.1062 | 119.1601 | 27.1062 | 27.1062 | 27.1062 | 43.3737 | 23.8296
|  | 8699 | 12 | 683 | 11 | 363 | 29 | 6 | 52 | 4.21 | 3.62 | 249 | 101018 | 4.581 | 13.2345 | 28.3544 | 0.2 | 43.3139 | 43.3139 | 82.5189 | 43.3139 | 115.9603 | 43.3139 | 43.3139 | 43.3139 | 61.1864 | 61.1864 | 102.6366 | 61.1864 | 126.2833 | 61.1864 | 61.1864 | 61.1864 | 87.8063 | 68.3918
|  | 8700 | 12 | 684 | 12 | 363 | 29 | 6 | 52 | 4.37 | 4.06 | 248 | 100959 | 4.513 | 16.8697 | 14.5915 | 0.2 | 26.0343 | 26.0343 | 26.0343 | 26.0343 | 26.0343 | 26.0343 | 26.0343 | 26.0343 | 41.338 | 41.338 | 41.338 | 41.338 | 41.338 | 41.338 | 41.338 | 41.338 | 50 | 50
|  | 8701 | 12 | 685 | 13 | 363 | 29 | 6 | 52 | 4.53 | 4.5 | 247 | 100900 | 4.442 | 18.1491 | 0.20689 | 0.2 | 71.4729 | 71.4729 | 71.9814 | 71.4729 | 212.2733 | 71.4729 | 71.4729 | 71.4729 | 99.5049 | 99.5049 | 132.5005 | 99.5049 | 231.7019 | 99.5049 | 131.7815 | 99.5049 | 157.1008 | 110.9464
|  | 8702 | 12 | 686 | 14 | 363 | 29 | 6 | 52 | 4.35 | 4.4 | 247 | 100860 | 4.323 | 16.94 | -14.1872 | 0.2 | 29.7483 | 29.7483 | 29.7483 | 29.7483 | 29.7483 | 29.7483 | 29.7483 | 29.7483 | 47.1742 | 47.1742 | 47.1742 | 47.1742 | 47.1742 | 47.1742 | 47.1742 | 47.1742 | 57 | 57
|  | 8703 | 12 | 687 | 15 | 363 | 29 | 6 | 52 | 4.17 | 4.31 | 247 | 100821 | 4.206 | 13.3682 | -27.9744 | 0.2 | 74.5878 | 74.5878 | 74.5878 | 74.5878 | 342.397 | 74.5878 | 216.8309 | 74.5878 | 94.7832 | 94.7832 | 94.7832 | 94.7832 | 335.11 | 94.7832 | 246.3213 | 94.7832 | 170.2516 | 98.1875
|  | 8704 | 12 | 688 | 16 | 363 | 29 | 6 | 52 | 3.99 | 4.22 | 247 | 100782 | 4.092 | 7.7644 | -40.7806 | 0.2 | 37.0245 | 37.0245 | 37.0245 | 37.0245 | 560.9802 | 37.0245 | 488.9818 | 37.0245 | 35.9544 | 35.9544 | 35.9544 | 35.9544 | 473.161 | 35.9544 | 422.2505 | 35.9544 | 124.1839 | 29.836
|  | 8705 | 12 | 689 | 17 | 363 | 29 | 6 | 52 | 3.72 | 4.63 | 241 | 100716 | 4.088 | 0.55005 | -52.5532 | 0.2 | 9.6577 | 9.6577 | 9.6577 | 9.6577 | 120.9934 | 9.6577 | 155.0326 | 9.6577 | 13.1375 | 13.1375 | 13.1375 | 13.1375 | 93.1068 | 13.1375 | 117.1761 | 13.1375 | 15.9028 | 14.1449
|  | 8706 | 12 | 690 | 18 | 363 | 29 | 6 | 52 | 3.45 | 5.04 | 235 | 100651 | 4.083 | 0 | -63.4945 | 0.2 | 0 | 0 | 0 | 0 | 0 | 0 | 0 | 0 | 0 | 0 | 0 | 0 | 0 | 0 | 0 | 0 | 0 | 0
|  | 8707 | 12 | 691 | 19 | 363 | 29 | 6 | 52 | 3.17 | 5.45 | 229 | 100585 | 4.074 | 0 | -73.9747 | 0.2 | 0 | 0 | 0 | 0 | 0 | 0 | 0 | 0 | 0 | 0 | 0 | 0 | 0 | 0 | 0 | 0 | 0 | 0
|  | 8708 | 12 | 692 | 20 | 363 | 29 | 6 | 52 | 2.94 | 5.87 | 227 | 100467 | 4.177 | 0 | -84.5042 | 0.2 | 0 | 0 | 0 | 0 | 0 | 0 | 0 | 0 | 0 | 0 | 0 | 0 | 0 | 0 | 0 | 0 | 0 | 0
|  | 8709 | 12 | 693 | 21 | 363 | 29 | 6 | 52 | 2.72 | 6.29 | 224 | 100349 | 4.28 | 0 | -95.7976 | 0.2 | 0 | 0 | 0 | 0 | 0 | 0 | 0 | 0 | 0 | 0 | 0 | 0 | 0 | 0 | 0 | 0 | 0 | 0
|  | 8710 | 12 | 694 | 22 | 363 | 29 | 6 | 52 | 2.49 | 6.72 | 222 | 100231 | 4.375 | 0 | -108.9637 | 0.2 | 0 | 0 | 0 | 0 | 0 | 0 | 0 | 0 | 0 | 0 | 0 | 0 | 0 | 0 | 0 | 0 | 0 | 0
|  | 8711 | 12 | 695 | 23 | 363 | 29 | 6 | 52 | 2.64 | 7.03 | 225 | 100097 | 4.448 | 0 | -125.8522 | 0.2 | 0 | 0 | 0 | 0 | 0 | 0 | 0 | 0 | 0 | 0 | 0 | 0 | 0 | 0 | 0 | 0 | 0 | 0
|  | 8712 | 12 | 696 | 24 | 363 | 29 | 6 | 52 | 2.78 | 7.35 | 227 | 99963 | 4.519 | 0 | -149.1433 | 0.2 | 0 | 0 | 0 | 0 | 0 | 0 | 0 | 0 | 0 | 0 | 0 | 0 | 0 | 0 | 0 | 0 | 0 | 0
|  | 8713 | 12 | 697 | 1 | 364 | 30 | 7 | 52 | 2.93 | 7.67 | 229 | 99828 | 4.594 | 0 | -179.2999 | 0.2 | 0 | 0 | 0 | 0 | 0 | 0 | 0 | 0 | 0 | 0 | 0 | 0 | 0 | 0 | 0 | 0 | 0 | 0
|  | 8714 | 12 | 698 | 2 | 364 | 30 | 7 | 52 | 3 | 7.36 | 233 | 99763 | 4.627 | 0 | 150.1751 | 0.2 | 0 | 0 | 0 | 0 | 0 | 0 | 0 | 0 | 0 | 0 | 0 | 0 | 0 | 0 | 0 | 0 | 0 | 0
|  | 8715 | 12 | 699 | 3 | 364 | 30 | 7 | 52 | 3.06 | 7.04 | 237 | 99697 | 4.658 | 0 | 126.6231 | 0.2 | 0 | 0 | 0 | 0 | 0 | 0 | 0 | 0 | 0 | 0 | 0 | 0 | 0 | 0 | 0 | 0 | 0 | 0
|  | 8716 | 12 | 700 | 4 | 364 | 30 | 7 | 52 | 3.13 | 6.73 | 240 | 99632 | 4.691 | 0 | 109.5515 | 0.2 | 0 | 0 | 0 | 0 | 0 | 0 | 0 | 0 | 0 | 0 | 0 | 0 | 0 | 0 | 0 | 0 | 0 | 0
|  | 8717 | 12 | 701 | 5 | 364 | 30 | 7 | 52 | 3.27 | 5.94 | 249 | 99651 | 4.692 | 0 | 96.2836 | 0.2 | 0 | 0 | 0 | 0 | 0 | 0 | 0 | 0 | 0 | 0 | 0 | 0 | 0 | 0 | 0 | 0 | 0 | 0
|  | 8718 | 12 | 702 | 6 | 364 | 30 | 7 | 52 | 3.42 | 5.15 | 258 | 99671 | 4.696 | 0 | 84.9399 | 0.2 | 0 | 0 | 0 | 0 | 0 | 0 | 0 | 0 | 0 | 0 | 0 | 0 | 0 | 0 | 0 | 0 | 0 | 0
|  | 8719 | 12 | 703 | 7 | 364 | 30 | 7 | 52 | 3.57 | 4.36 | 266 | 99691 | 4.699 | 0 | 74.3923 | 0.2 | 0 | 0 | 0 | 0 | 0 | 0 | 0 | 0 | 0 | 0 | 0 | 0 | 0 | 0 | 0 | 0 | 0 | 0
|  | 8720 | 12 | 704 | 8 | 364 | 30 | 7 | 52 | 3.58 | 4.42 | 276 | 99773 | 4.661 | 0 | 63.9158 | 0.2 | 0 | 0 | 0 | 0 | 0 | 0 | 0 | 0 | 0 | 0 | 0 | 0 | 0 | 0 | 0 | 0 | 0 | 0
|  | 8721 | 12 | 705 | 9 | 364 | 30 | 7 | 52 | 3.59 | 4.49 | 286 | 99854 | 4.624 | 0.31335 | 52.9938 | 0.2 | 0 | 0 | 0 | 0 | 0 | 0 | 0 | 0 | 0 | 0 | 0 | 0 | 0 | 0 | 0 | 0 | 0 | 0
|  | 8722 | 12 | 706 | 10 | 364 | 30 | 7 | 52 | 3.6 | 4.55 | 296 | 99936 | 4.587 | 7.5814 | 41.2502 | 0.2 | 3.0633 | 3.0633 | 3.0633 | 3.0633 | 3.0633 | 3.0633 | 3.0633 | 3.0633 | 4.9176 | 4.9176 | 4.9176 | 4.9176 | 4.9176 | 4.9176 | 4.9176 | 4.9176 | 6 | 6
|  | 8723 | 12 | 707 | 11 | 364 | 30 | 7 | 52 | 3.69 | 4.34 | 295 | 99966 | 4.557 | 13.2541 | 28.4748 | 0.2 | 48.4442 | 48.4442 | 393.7818 | 48.4442 | 685.1458 | 48.4442 | 48.4442 | 48.4442 | 40.9955 | 40.9955 | 405.8264 | 40.9955 | 611.8519 | 40.9955 | 40.9955 | 40.9955 | 200.72 | 30.1087
|  | 8724 | 12 | 708 | 12 | 364 | 30 | 7 | 52 | 3.78 | 4.12 | 294 | 99995 | 4.527 | 16.9084 | 14.7089 | 0.2 | 80.5581 | 80.5581 | 180.0743 | 80.5581 | 459.6509 | 80.5581 | 80.5581 | 80.5581 | 93.5326 | 93.5326 | 248.1478 | 93.5326 | 445.8384 | 93.5326 | 107.4107 | 93.5326 | 209.6495 | 90.5068
|  | 8725 | 12 | 709 | 13 | 364 | 30 | 7 | 52 | 3.87 | 3.9 | 292 | 100025 | 4.496 | 18.2073 | 0.3159 | 0.2 | 77.9854 | 77.9854 | 79.1164 | 77.9854 | 283.1185 | 77.9854 | 77.9854 | 77.9854 | 102.1979 | 102.1979 | 150.7092 | 102.1979 | 294.9605 | 102.1979 | 149.1098 | 102.1979 | 176.1772 | 108.7028
|  | 8726 | 12 | 710 | 14 | 364 | 30 | 7 | 52 | 3.54 | 3.67 | 289 | 100090 | 4.385 | 17.0159 | -14.0916 | 0.2 | 22.3364 | 22.3364 | 22.3364 | 22.3364 | 22.3364 | 22.3364 | 22.3364 | 22.3364 | 35.5131 | 35.5131 | 35.5131 | 35.5131 | 35.5131 | 35.5131 | 35.5131 | 35.5131 | 43 | 43
|  | 8727 | 12 | 711 | 15 | 364 | 30 | 7 | 52 | 3.22 | 3.43 | 286 | 100156 | 4.28 | 13.4582 | -27.8946 | 0.2 | 24.4816 | 24.4816 | 24.4816 | 24.4816 | 24.4816 | 24.4816 | 24.4816 | 24.4816 | 38.8643 | 38.8643 | 38.8643 | 38.8643 | 38.8643 | 38.8643 | 38.8643 | 38.8643 | 47 | 47
|  | 8728 | 12 | 712 | 16 | 364 | 30 | 7 | 52 | 2.89 | 3.2 | 283 | 100221 | 4.174 | 7.8647 | -40.7163 | 0.2 | 17.6725 | 17.6725 | 17.6725 | 17.6725 | 17.9415 | 17.6725 | 17.904 | 17.6725 | 28.0635 | 28.0635 | 28.0635 | 28.0635 | 28.2884 | 28.0635 | 28.2619 | 28.0635 | 34 | 33.951
|  | 8729 | 12 | 713 | 17 | 364 | 30 | 7 | 52 | 2.52 | 2.78 | 273 | 100261 | 4.114 | 0.65719 | -52.5018 | 0.2 | 11.253 | 11.253 | 11.253 | 11.253 | 50.62 | 11.253 | 62.5605 | 11.253 | 15.2819 | 15.2819 | 15.2819 | 15.2819 | 43.6431 | 15.2819 | 52.0863 | 15.2819 | 16.8516 | 16.1098
|  | 8730 | 12 | 714 | 18 | 364 | 30 | 7 | 52 | 2.15 | 2.35 | 264 | 100300 | 4.055 | 0 | -63.4528 | 0.2 | 0 | 0 | 0 | 0 | 0 | 0 | 0 | 0 | 0 | 0 | 0 | 0 | 0 | 0 | 0 | 0 | 0 | 0
|  | 8731 | 12 | 715 | 19 | 364 | 30 | 7 | 52 | 1.78 | 1.93 | 254 | 100339 | 3.995 | 0 | -73.939 | 0.2 | 0 | 0 | 0 | 0 | 0 | 0 | 0 | 0 | 0 | 0 | 0 | 0 | 0 | 0 | 0 | 0 | 0 | 0
|  | 8732 | 12 | 716 | 20 | 364 | 30 | 7 | 52 | 1.74 | 2.39 | 248 | 100326 | 4.003 | 0 | -84.4704 | 0.2 | 0 | 0 | 0 | 0 | 0 | 0 | 0 | 0 | 0 | 0 | 0 | 0 | 0 | 0 | 0 | 0 | 0 | 0
|  | 8733 | 12 | 717 | 21 | 364 | 30 | 7 | 52 | 1.69 | 2.84 | 241 | 100313 | 4.009 | 0 | -95.76 | 0.2 | 0 | 0 | 0 | 0 | 0 | 0 | 0 | 0 | 0 | 0 | 0 | 0 | 0 | 0 | 0 | 0 | 0 | 0
|  | 8734 | 12 | 718 | 22 | 364 | 30 | 7 | 52 | 1.65 | 3.3 | 234 | 100300 | 4.017 | 0 | -108.9118 | 0.2 | 0 | 0 | 0 | 0 | 0 | 0 | 0 | 0 | 0 | 0 | 0 | 0 | 0 | 0 | 0 | 0 | 0 | 0
|  | 8735 | 12 | 719 | 23 | 364 | 30 | 7 | 52 | 1.8 | 3.31 | 231 | 100257 | 4.093 | 0 | -125.7652 | 0.2 | 0 | 0 | 0 | 0 | 0 | 0 | 0 | 0 | 0 | 0 | 0 | 0 | 0 | 0 | 0 | 0 | 0 | 0
|  | 8736 | 12 | 720 | 24 | 364 | 30 | 7 | 52 | 1.95 | 3.31 | 228 | 100215 | 4.169 | 0 | -148.9854 | 0.2 | 0 | 0 | 0 | 0 | 0 | 0 | 0 | 0 | 0 | 0 | 0 | 0 | 0 | 0 | 0 | 0 | 0 | 0
|  | 8737 | 12 | 721 | 1 | 365 | 31 | 1 | 53 | 2.1 | 3.32 | 224 | 100172 | 4.247 | 0 | -179.0605 | 0.2 | 0 | 0 | 0 | 0 | 0 | 0 | 0 | 0 | 0 | 0 | 0 | 0 | 0 | 0 | 0 | 0 | 0 | 0
|  | 8738 | 12 | 722 | 2 | 365 | 31 | 1 | 53 | 2.34 | 3.68 | 220 | 100123 | 4.358 | 0 | 150.4318 | 0.2 | 0 | 0 | 0 | 0 | 0 | 0 | 0 | 0 | 0 | 0 | 0 | 0 | 0 | 0 | 0 | 0 | 0 | 0
|  | 8739 | 12 | 723 | 3 | 365 | 31 | 1 | 53 | 2.59 | 4.04 | 216 | 100074 | 4.473 | 0 | 126.8395 | 0.2 | 0 | 0 | 0 | 0 | 0 | 0 | 0 | 0 | 0 | 0 | 0 | 0 | 0 | 0 | 0 | 0 | 0 | 0
|  | 8740 | 12 | 724 | 4 | 365 | 31 | 1 | 53 | 2.83 | 4.4 | 211 | 100025 | 4.589 | 0 | 109.7278 | 0.2 | 0 | 0 | 0 | 0 | 0 | 0 | 0 | 0 | 0 | 0 | 0 | 0 | 0 | 0 | 0 | 0 | 0 | 0
|  | 8741 | 12 | 725 | 5 | 365 | 31 | 1 | 53 | 3.15 | 4.42 | 211 | 99940 | 4.694 | 0 | 96.4335 | 0.2 | 0 | 0 | 0 | 0 | 0 | 0 | 0 | 0 | 0 | 0 | 0 | 0 | 0 | 0 | 0 | 0 | 0 | 0
|  | 8742 | 12 | 726 | 6 | 365 | 31 | 1 | 53 | 3.47 | 4.44 | 210 | 99854 | 4.802 | 0 | 85.0743 | 0.2 | 0 | 0 | 0 | 0 | 0 | 0 | 0 | 0 | 0 | 0 | 0 | 0 | 0 | 0 | 0 | 0 | 0 | 0
|  | 8743 | 12 | 727 | 7 | 365 | 31 | 1 | 53 | 3.8 | 4.46 | 210 | 99769 | 4.915 | 0 | 74.5185 | 0.2 | 0 | 0 | 0 | 0 | 0 | 0 | 0 | 0 | 0 | 0 | 0 | 0 | 0 | 0 | 0 | 0 | 0 | 0
|  | 8744 | 12 | 728 | 8 | 365 | 31 | 1 | 53 | 4.65 | 4.4 | 212 | 99753 | 5.222 | 0 | 64.0387 | 0.2 | 0 | 0 | 0 | 0 | 0 | 0 | 0 | 0 | 0 | 0 | 0 | 0 | 0 | 0 | 0 | 0 | 0 | 0
|  | 8745 | 12 | 729 | 9 | 365 | 31 | 1 | 53 | 5.5 | 4.35 | 215 | 99736 | 5.546 | 0.30804 | 53.1164 | 0.2 | 0 | 0 | 0 | 0 | 0 | 0 | 0 | 0 | 0 | 0 | 0 | 0 | 0 | 0 | 0 | 0 | 0 | 0
|  | 8746 | 12 | 730 | 10 | 365 | 31 | 1 | 53 | 6.35 | 4.3 | 218 | 99720 | 5.888 | 7.5906 | 41.3738 | 0.2 | 14.984 | 14.984 | 31.766 | 14.984 | 34.037 | 14.984 | 14.984 | 14.984 | 21.4668 | 21.4668 | 35.726 | 21.4668 | 37.3319 | 21.4668 | 21.4668 | 21.4668 | 27.3962 | 24.0127
|  | 8747 | 12 | 731 | 11 | 365 | 31 | 1 | 53 | 7.15 | 4.02 | 223 | 99697 | 6.235 | 13.2808 | 28.5979 | 0.2 | 27.5526 | 27.5526 | 28.0727 | 27.5526 | 28.5067 | 27.5526 | 27.5526 | 27.5526 | 43.659 | 43.659 | 44.2082 | 43.659 | 44.5151 | 43.659 | 43.659 | 43.659 | 53 | 52.7435
|  | 8748 | 12 | 732 | 12 | 365 | 31 | 1 | 53 | 7.96 | 3.73 | 229 | 99674 | 6.603 | 16.9546 | 14.8279 | 0.2 | 49.2856 | 49.2856 | 58.8217 | 49.2856 | 85.3072 | 49.2856 | 49.2856 | 49.2856 | 74.1606 | 74.1606 | 88.9363 | 74.1606 | 107.6644 | 74.1606 | 75.4503 | 74.1606 | 98.1084 | 86.7484
|  | 8749 | 12 | 733 | 13 | 365 | 31 | 1 | 53 | 8.76 | 3.45 | 235 | 99651 | 6.988 | 18.273 | 0.42512 | 0.2 | 52.4371 | 52.4371 | 52.5817 | 52.4371 | 71.9248 | 52.4371 | 52.4371 | 52.4371 | 82.0149 | 82.0149 | 86.6674 | 82.0149 | 100.345 | 82.0149 | 86.4629 | 82.0149 | 105.0065 | 98.5716
|  | 8750 | 12 | 734 | 14 | 365 | 31 | 1 | 53 | 8.79 | 3.31 | 236 | 99694 | 6.988 | 17.0991 | -13.9972 | 0.2 | 34.8203 | 34.8203 | 34.8203 | 34.8203 | 36.4668 | 34.8203 | 35.2307 | 34.8203 | 55.0854 | 55.0854 | 55.1643 | 55.0854 | 56.6188 | 55.0854 | 55.7448 | 55.0854 | 67 | 66.478
|  | 8751 | 12 | 735 | 15 | 365 | 31 | 1 | 53 | 8.83 | 3.17 | 237 | 99736 | 6.994 | 13.5553 | -27.8174 | 0.2 | 35.6411 | 35.6411 | 35.6411 | 35.6411 | 44.209 | 35.6411 | 40.1618 | 35.6411 | 56.1348 | 56.1348 | 56.1348 | 56.1348 | 63.8447 | 56.1348 | 60.9829 | 56.1348 | 70 | 67.6644
|  | 8752 | 12 | 736 | 16 | 365 | 31 | 1 | 53 | 8.86 | 3.03 | 238 | 99779 | 6.994 | 7.9717 | -40.6554 | 0.2 | 38.5314 | 38.5314 | 38.5314 | 38.5314 | 162.627 | 38.5314 | 145.1026 | 38.5314 | 52.0135 | 52.0135 | 52.0135 | 52.0135 | 155.9598 | 52.0135 | 143.5682 | 52.0135 | 78.9854 | 56.0787
|  | 8753 | 12 | 737 | 17 | 365 | 31 | 1 | 53 | 9.08 | 3.03 | 239 | 99822 | 7.093 | 0.77057 | -52.4547 | 0.2 | 10.3368 | 10.3368 | 10.3368 | 10.3368 | 106.5511 | 10.3368 | 135.5207 | 10.3368 | 13.9583 | 13.9583 | 13.9583 | 13.9583 | 83.4937 | 13.9583 | 103.9782 | 13.9583 | 17.0495 | 14.9259
|  | 8754 | 12 | 738 | 18 | 365 | 31 | 1 | 53 | 11.89 | 3.87 | 239 | 99864 | 8.69 | 0 | -63.4159 | 0.2 | 0 | 0 | 0 | 0 | 0 | 0 | 0 | 0 | 0 | 0 | 0 | 0 | 0 | 0 | 0 | 0 | 0 | 0
|  | 8755 | 12 | 739 | 19 | 365 | 31 | 1 | 53 | 10.88 | 3.63 | 240 | 99907 | 8.118 | 0 | -73.9087 | 0.2 | 0 | 0 | 0 | 0 | 0 | 0 | 0 | 0 | 0 | 0 | 0 | 0 | 0 | 0 | 0 | 0 | 0 | 0
|  | 8756 | 12 | 740 | 20 | 365 | 31 | 1 | 53 | 9.86 | 3.38 | 238 | 99923 | 7.576 | 0 | -84.4427 | 0.2 | 0 | 0 | 0 | 0 | 0 | 0 | 0 | 0 | 0 | 0 | 0 | 0 | 0 | 0 | 0 | 0 | 0 | 0
|  | 8757 | 12 | 741 | 21 | 365 | 31 | 1 | 53 | 8.85 | 3.14 | 237 | 99940 | 7.072 | 0 | -95.7291 | 0.2 | 0 | 0 | 0 | 0 | 0 | 0 | 0 | 0 | 0 | 0 | 0 | 0 | 0 | 0 | 0 | 0 | 0 | 0
|  | 8758 | 12 | 742 | 22 | 365 | 31 | 1 | 53 | 7.83 | 2.89 | 235 | 99956 | 0.033 | 0 | -108.8674 | 0.2 | 0 | 0 | 0 | 0 | 0 | 0 | 0 | 0 | 0 | 0 | 0 | 0 | 0 | 0 | 0 | 0 | 0 | 0
|  | 8759 | 12 | 743 | 23 | 365 | 31 | 1 | 53 | 6.82 | 2.64 | 234 | 99946 | 0.031 | 0 | -125.6861 | 0.2 | 0 | 0 | 0 | 0 | 0 | 0 | 0 | 0 | 0 | 0 | 0 | 0 | 0 | 0 | 0 | 0 | 0 | 0
|  | 8760 | 12 | 744 | 24 | 365 | 31 | 1 | 53 | 5.8 | 2.4 | 233 | 99936 | 0.029 | 0 | -148.8342 | 0.2 | 0 | 0 | 0 | 0 | 0 | 0 | 0 | 0 | 0 | 0 | 0 | 0 | 0 | 0 | 0 | 0 | 0 | 0